## Table 1 Water Stored
Water in North Mine Area
Location | Estimated Volume at EOY 2030 (gallons)
East Pit | 740204439
Estrella Pit | 363542840
Lee Hill Pit | 0
Reservoir 9 | 2737148
Reservoir 4a (Overflow Pond) | 1368574
Reservoir 2 (Overflow Pond) | 684287
Reservoir 17 | 9149896
Fleming Pond 2 | 5040000
Frog Pond | 1500000
PLS Tank at Ivanhoe Concentrator | 300000
5900 PLS Sump | 299131
Lee Hill Sump #1 | 60000
5400 Sump | 36000
Tailings Thickener | 6777710
6525 Raffinate Tank | 80000
South Stockpile | 120700000
Reservoir 6 | 54580043
Reservoir 7 | 63201939
Reservoir 8 | 1955106
SX/EW PLS Feed Pond | 1260000
SX/EW Raffinate Pond | 1824765.6
SX/EW Raffinate Tank | 900000
East Headwall Impoundment | 273714.84
East Lampbright Sumps | 1200000
LFES SS PLS Tank | 185923
Lampbright Stockpile | 350600000
Total | 1728461516.44
Rounded Total | 1728461500
Water in South Mine Area
Location | Estimated Volume at EOY 2030 (gallons)
Tailings Pond 7, Axiflo Lake, Elmo's Pond, and Lower Lined Pond | 161491755.6
Volume estimates provided by Chino from GoldSim model

## Table 2 StormwaterGroundwater
| South Mine Area Flows |  |  | Interceptor Wells, Pit and Groundwater |  |  |  | Facilities Runoff | [5 empty] | Waste Rock Stockpile Runoff/Seepage | [9 empty] | Leach Stockpile Runoff/Seepage | [5 empty] | Additional Information
| Continental Mine Inflows | Tailings Pond 7 Interceptor Wells |  | NMA Groundwater Interceptor Wells Princess Shaft Oswaldo Shaft and 6 Other Wells TBD Inflow | Groundwater Inflows to Santa Rita Pit (5% not Captured) | West Stockpile, Lambright, and Kessel Groundwater | Sant Rita Open Pit Area Storm Water Run-Off | Ivanhoe Concentrator Area |  | Chino Offices and Shops Area |  | SX/EW Area |  | West Side of West Stockpile |  | 3A, Reservoir 9, and Rustler Canyon Waste Rock Stockpiles |  | Northeast Waste Rock Pile and Reservoir 5 South |  | Southwest Lampbright Waste Rock Pile |  | Kessel Stockpile |  | East Side of West Leach Stockpile |  | South Stockpile |  | North, Main, and South Lampbright Leach Stockpiles |  | Destination of Water | South Circuit Flowrate | Lampbright Circuit Flowrate | Tailing Pond 7 Flowrate | Acreage Remediated | Total Flow to Evaporation on Stockpiles then Estrella | Total Flow to WTP
Surface Area (acres) |  | 1169 |  |  |  |  | 1919 | 92.5 |  | 78.4 |  | 97 |  | 260 |  | 193 |  | 99.3 |  | 79.8 |  | 270 |  | 260 |  | 629 |  | 791
Pre Closure Average Runoff (inches) | [6 empty] | 0.81 | 3.77 |  | 3.77 |  | 3.77 |  | 2.23 |  | 2.23 |  | 2.23 |  | 2.23 |  | 2.23 |  | 2.23 |  | 2.23 |  | 2.23
Pre Closure Average Seepage (inches) | [13 empty] | 0.33 |  | 0.33 |  | 0.33 |  | 0.33 |  | 0.33 |  | 0.33 |  | 0.33 |  | 0.33
Post Closure Average Seepage (inches) | [13 empty] | 0.25 |  | 0.25 |  | 0.25 |  | 0.25 |  | 0.25 |  | 0.25 |  | 0.25 |  | 0.25
Year | (gpm) | (acres) | (gpm) | (gpm) | (gpm) | (gpm) | (gpm) | (acres) | (gpm) | (acres) | (gpm) | (acres) | (gpm) | (acres) | (gpm) | (acres) | (gpm) | (acres) | (gpm) | (acres) | (gpm) | (acres) | (gpm) | (acres) | (gpm) | (acres) | (gpm) | (acres) | (gpm) |  | gpm | gpm | gpm | acres |  | gpm
1 | 119.5276 | 1169 | 1410 | 350 | 18 | 8.65 | 80.305 | 92.5 | 18.0163 | 78.4 | 15.27 | 97 | 18.8928 | 260 | 34.3871 | 193 | 25.5258 | 99.3 | 13.1332 | 79.8 | 10.5542 | 270 | 35.7097 | 160 | 21.1613 | 629 | 83.1904 | 791 | 104.6162 | Evaporation | 628.9801 | 190.7093 | 1529.5276 | 100 | 819.6894 | -
2 | 119.9189 | 1169 | 1339.5 | 350 | 18 | 8.65 | 80.305 | 92.5 | 18.0163 | 78.4 | 15.27 | 97 | 18.8928 | 260 | 34.3871 | 193 | 25.5258 | 99.3 | 13.1332 | 79.8 | 10.5542 | 170 | 22.4839 | 60 | 7.9355 | 629 | 83.1904 | 791 | 104.6162 | Evaporation | 615.7543 | 177.4835 | 1459.4189 | 300 | 793.2378 | -
3 | 120.4658 | 1169 | 1272.525 | 350 | 18 | 8.65 | 80.305 | 92.5 | 18.0163 | 78.4 | 15.27 | 97 | 18.8928 | 260 | 34.3871 | 193 | 25.5258 | 99.3 | 13.1332 | 79.8 | 10.5542 | 170 | 22.4839 | 50 | 6.6129 | 629 | 83.1904 | 601 | 79.4871 | Evaporation | 614.4317 | 152.3545 | 1392.9908 | 500 | 766.7862 | -
4 | 116.43 | 1169 | 1208.8987 | 350 | 18 | 8.65 | 80.305 | 92.5 | 18.0163 | 78.4 | 15.27 | 97 | 18.8928 | 260 | 34.3871 | 193 | 25.5258 | 99.3 | 13.1332 | 79.8 | 10.5542 | 170 | 22.4839 | 50 | 6.6129 | 629 | 83.1904 | 401 | 53.0355 | Evaporation | 614.4317 | 125.9028 | 1325.3288 | 700 | 740.3345 | -
5 | 107.1923 | 1169 | 1148.4538 | 350 | 18 | 8.65 | 80.305 | 92.5 | 18.0163 | 78.4 | 15.27 | 97 | 18.8928 | 260 | 34.3871 | 193 | 25.5258 | 99.3 | 13.1332 | 79.8 | 10.5542 | 170 | 22.4839 | 50 | 6.6129 | 629 | 83.1904 | 201 | 26.5839 | Evaporation | 614.4317 | 99.4512 | 1255.6461 | 900 | 713.8829 | -
6 | 98.2876 | 1169 | 1091.0311 | 350 | 18 | 8.65 | 80.305 | 92.5 | 18.0163 | 78.4 | 15.27 | 97 | 18.8928 | 260 | 34.3871 | 193 | 25.5258 | 99.3 | 13.1332 | 79.8 | 10.5542 | 170 | 22.4839 | 50 | 6.6129 | 629 | 83.1904 | 1 | 0.13226 | UF/RO Treatment | 614.4317 | 72.9996 | 1189.3187 | 1100 | 337.4313 | 1539.3187
7 | 90.2472 | 1169 | 1036.4796 | 350 | 18 | 8.65 | 80.305 | 92.5 | 18.0163 | 78.4 | 15.27 | 97 | 18.8928 | 260 | 34.3871 | 193 | 25.5258 | 99.3 | 13.1332 | 79.8 | 10.5542 | 170 | 22.4839 | 50 | 6.6129 | 430 | 56.871 | 0 | 10.2164 | UF/RO Treatment | 588.1123 | 83.0837 | 1126.7267 | 1300 | 321.1961 | 1476.7267
8 | 83.2041 | 1169 | 984.6556 | 350 | 18 | 8.65 | 80.305 | 92.5 | 18.0163 | 78.4 | 15.27 | 97 | 18.8928 | 260 | 34.3871 | 193 | 25.5258 | 99.3 | 13.1332 | 79.8 | 10.5542 | 170 | 22.4839 | 50 | 6.6129 | 230 | 30.4194 | 0 | 10.2164 | UF/RO Treatment | 561.6607 | 83.0837 | 1067.8597 | 1500 | 294.7444 | 1417.8597
9 | 77.1315 | 1169 | 935.4228 | 350 | 18 | 8.65 | 80.305 | 92.5 | 18.0163 | 78.4 | 15.27 | 97 | 18.8928 | 260 | 34.3871 | 193 | 25.5258 | 99.3 | 13.1332 | 79.8 | 10.5542 | 170 | 22.4839 | 50 | 6.6129 | 30 | 3.9677 | 0 | 10.2164 | UF/RO Treatment | 535.2091 | 83.0837 | 1012.5543 | 1700 | 268.2928 | 1362.5543
10 | 71.93 | 1169 | 888.6517 | 350 | 18 | 8.65 | 80.305 | 92.5 | 18.0163 | 78.4 | 15.27 | 97 | 18.8928 | 260 | 34.3871 | 193 | 25.5258 | 99.3 | 13.1332 | 79.8 | 10.5542 | 0 | 3.4873 | 50 | 6.6129 | 0 | 8.1241 | 0 | 10.2164 | UF/RO Treatment | 539.3654 | 64.0871 | 960.5817 | 1900 | 253.4525 | 1310.5817
11 | 67.4682 | 1169 | 844.2191 | 350 | 18 | 8.65 | 80.305 | 92.5 | 18.0163 | 78.4 | 15.27 | 97 | 18.8928 | 260 | 34.3871 | 172 | 22.7484 | 0 | 1.2825 | 0 | 1.0307 | 0 | 3.4873 | 50 | 6.6129 | 0 | 8.1241 | 0 | 10.2164 | UF/RO Treatment | 539.3654 | 41.8639 | 911.6873 | 2100.1 | 231.2293 | 1261.6873
12 | 63.624 | 1169 | 802.0081 | 350 | 18 | 8.65 | 80.305 | 92.5 | 18.0163 | 78.4 | 15.27 | 97 | 18.8928 | 232 | 30.6839 | 0 | 2.4928 | 0 | 1.2825 | 0 | 1.0307 | 0 | 3.4873 | 50 | 6.6129 | 0 | 8.1241 | 0 | 10.2164 | UF/RO Treatment | 535.6622 | 35.6717 | 865.6322 | 2300.1 | 221.3339 | 1215.6322
13 | 60.2989 | 1169 | 761.9077 | 350 | 18 | 8.65 | 80.305 | 92.5 | 18.0163 | 78.4 | 15.27 | 97 | 18.8928 | 32 | 4.2323 | 0 | 2.4928 | 0 | 1.2825 | 0 | 1.0307 | 0 | 3.4873 | 50 | 6.6129 | 0 | 8.1241 | 0 | 10.2164 | UF/RO Treatment | 509.2105 | 35.6717 | 822.2066 | 2500.1 | 194.8823 | 1172.2066
14 | 57.4072 | 1169 | 723.8123 | 350 | 18 | 8.65 | 80.305 | 93 | 18.1137 | 7 | 1.3634 | 0 | 0 | 0 | 3.3581 | 0 | 2.4928 | 0 | 1.2825 | 0 | 1.0307 | 0 | 3.4873 | 50 | 6.6129 | 0 | 8.1241 | 0 | 10.2164 | UF/RO Treatment | 494.5271 | 16.779 | 781.2196 | 2700 | 161.3061 | 1131.2196
15 | 54.8628 | 1069 | 687.6217 | 350 | 18 | 8.65 | 80.305 | 0 | 0 | 0 | 0 | 0 | 0 | 0 | 3.3581 | 0 | 2.4928 | 0 | 1.2825 | 0 | 1.0307 | 0 | 3.4873 | 50 | 6.6129 | 0 | 8.1241 | 0 | 10.2164 | UF/RO Treatment | 475.0501 | 16.779 | 742.4845 | 2900 | 141.829 | 1092.4845
16 | 52.6205 | 869 | 653.2406 | 350 | 18 | 8.65 | 80.305 | 0 | 0 | 0 | 0 | 0 | 0 | 0 | 3.3581 | 0 | 2.4928 | 0 | 1.2825 | 0 | 1.0307 | 0 | 3.4873 | 50 | 6.6129 | 0 | 8.1241 | 0 | 10.2164 | UF/RO Treatment | 475.0501 | 16.779 | 705.8612 | 3100 | 141.829 | 1055.8612
17 | 50.6117 | 669 | 620.5786 | 350 | 18 | 8.65 | 80.305 | 0 | 0 | 0 | 0 | 0 | 0 | 0 | 3.3581 | 0 | 2.4928 | 0 | 1.2825 | 0 | 1.0307 | 0 | 3.4873 | 50 | 6.6129 | 0 | 8.1241 | 0 | 10.2164 | UF/RO Treatment | 475.0501 | 16.779 | 671.1903 | 3300 | 141.829 | 1021.1903
18 | 48.8015 | 469 | 589.5497 | 350 | 18 | 8.65 | 80.305 | 0 | 0 | 0 | 0 | 0 | 0 | 0 | 3.3581 | 0 | 2.4928 | 0 | 1.2825 | 0 | 1.0307 | 0 | 3.4873 | 50 | 6.6129 | 0 | 8.1241 | 0 | 10.2164 | UF/RO Treatment | 475.0501 | 16.779 | 638.3512 | 3500 | 141.829 | 988.3512
19 | 47.1502 | 269 | 560.0722 | 350 | 18 | 8.65 | 80.305 | 0 | 0 | 0 | 0 | 0 | 0 | 0 | 3.3581 | 0 | 2.4928 | 0 | 1.2825 | 0 | 1.0307 | 0 | 3.4873 | 50 | 6.6129 | 0 | 8.1241 | 0 | 10.2164 | UF/RO Treatment | 475.0501 | 16.779 | 607.2224 | 3700 | 141.829 | 957.2224
20 | 45.6249 | 69 | 532.0686 | 350 | 18 | 8.65 | 80.305 | 0 | 0 | 0 | 0 | 0 | 0 | 0 | 3.3581 | 0 | 2.4928 | 0 | 1.2825 | 0 | 1.0307 | 0 | 3.4873 | 50 | 6.6129 | 0 | 8.1241 | 0 | 10.2164 | UF/RO Treatment | 475.0501 | 16.779 | 577.6935 | 3900 | 141.829 | 927.6935
21 | 44.2019 | 0 | 525 | 350 | 18 | 8.65 | 80.305 | 0 | 0 | 0 | 0 | 0 | 0 | 0 | 3.3581 | 0 | 2.4928 | 0 | 1.2825 | 0 | 1.0307 | 0 | 3.4873 | 50 | 6.6129 | 0 | 8.1241 | 0 | 10.2164 | UF/RO Treatment | 475.0501 | 16.779 | 569.2019 | 3969 | 141.829 | 919.2019
22 | 42.8609 | 0 | 525 | 350 | 18 | 8.65 | 80.305 | 0 | 0 | 0 | 0 | 0 | 0 | 0 | 3.3581 | 0 | 2.4928 | 0 | 1.2825 | 0 | 1.0307 | 0 | 3.4873 | 50 | 6.6129 | 0 | 8.1241 | 0 | 10.2164 | UF/RO Treatment | 475.0501 | 16.779 | 567.8609 | 3969 | 141.829 | 917.8609
23 | 41.5818 | 0 | 525 | 350 | 18 | 8.65 | 80.305 | 0 | 0 | 0 | 0 | 0 | 0 | 0 | 3.3581 | 0 | 2.4928 | 0 | 1.2825 | 0 | 1.0307 | 0 | 3.4873 | 50 | 6.6129 | 0 | 8.1241 | 0 | 10.2164 | UF/RO Treatment | 475.0501 | 16.779 | 566.5818 | 3969 | 141.829 | 916.5818
24 | 40.3479 | 0 | 525 | 350 | 18 | 8.65 | 80.305 | 0 | 0 | 0 | 0 | 0 | 0 | 0 | 3.3581 | 0 | 2.4928 | 0 | 1.2825 | 0 | 1.0307 | 0 | 3.4873 | 50 | 6.6129 | 0 | 8.1241 | 0 | 10.2164 | UF/RO Treatment | 475.0501 | 16.779 | 565.3479 | 3969 | 141.829 | 915.3479
25 | 39.1492 | 0 | 525 | 350 | 18 | 8.65 | 80.305 | 0 | 0 | 0 | 0 | 0 | 0 | 0 | 3.3581 | 0 | 2.4928 | 0 | 1.2825 | 0 | 1.0307 | 0 | 3.4873 | 50 | 6.6129 | 0 | 8.1241 | 0 | 10.2164 | UF/RO Treatment | 475.0501 | 16.779 | 564.1492 | 3969 | 141.829 | 914.1492
26 | 37.978 | 0 | 525 | 350 | 18 | 8.65 | 80.305 | 0 | 0 | 0 | 0 | 0 | 0 | 0 | 3.3581 | 0 | 2.4928 | 0 | 1.2825 | 0 | 1.0307 | 0 | 3.4873 | 50 | 6.6129 | 0 | 8.1241 | 0 | 10.2164 | UF/RO Treatment | 475.0501 | 16.779 | 562.978 | 3969 | 141.829 | 912.978
27 | 36.8263 | 0 | 525 | 350 | 18 | 8.65 | 80.305 | 0 | 0 | 0 | 0 | 0 | 0 | 0 | 3.3581 | 0 | 2.4928 | 0 | 1.2825 | 0 | 1.0307 | 0 | 3.4873 | 50 | 6.6129 | 0 | 8.1241 | 0 | 10.2164 | UF/RO Treatment | 475.0501 | 16.779 | 561.8263 | 3969 | 141.829 | 911.8263
28 | 35.6883 | 0 | 525 | 350 | 18 | 8.65 | 80.305 | 0 | 0 | 0 | 0 | 0 | 0 | 0 | 3.3581 | 0 | 2.4928 | 0 | 1.2825 | 0 | 1.0307 | 0 | 3.4873 | 50 | 6.6129 | 0 | 8.1241 | 0 | 10.2164 | UF/RO Treatment | 475.0501 | 16.779 | 560.6883 | 3969 | 141.829 | 910.6883
29 | 34.5639 | 0 | 525 | 350 | 18 | 8.65 | 80.305 | 0 | 0 | 0 | 0 | 0 | 0 | 0 | 3.3581 | 0 | 2.4928 | 0 | 1.2825 | 0 | 1.0307 | 0 | 3.4873 | 50 | 6.6129 | 0 | 8.1241 | 0 | 10.2164 | UF/RO Treatment | 475.0501 | 16.779 | 559.5639 | 3969 | 141.829 | 909.5639
30 | 33.4549 | 0 | 525 | 350 | 18 | 8.65 | 80.305 | 0 | 0 | 0 | 0 | 0 | 0 | 0 | 3.3581 | 0 | 2.4928 | 0 | 1.2825 | 0 | 1.0307 | 0 | 3.4873 | 50 | 6.6129 | 0 | 8.1241 | 0 | 10.2164 | UF/RO Treatment | 475.0501 | 16.779 | 558.4549 | 3969 | 141.829 | 908.4549
31 | 32.3617 | 0 | 525 | 350 | 18 | 8.65 | 80.305 | 0 | 0 | 0 | 0 | 0 | 0 | 0 | 3.3581 | 0 | 2.4928 | 0 | 1.2825 | 0 | 1.0307 | 0 | 3.4873 | 50 | 6.6129 | 0 | 8.1241 | 0 | 10.2164 | UF/RO Treatment | 475.0501 | 16.779 | 557.3617 | 3969 | 141.829 | 907.3617
32 | 31.2863 | 0 | 525 | 350 | 18 | 8.65 | 80.305 | 0 | 0 | 0 | 0 | 0 | 0 | 0 | 3.3581 | 0 | 2.4928 | 0 | 1.2825 | 0 | 1.0307 | 0 | 3.4873 | 50 | 6.6129 | 0 | 8.1241 | 0 | 10.2164 | UF/RO Treatment | 475.0501 | 16.779 | 556.2863 | 3969 | 141.829 | 906.2863
33 | 30.235 | 0 | 525 | 350 | 18 | 8.65 | 80.305 | 0 | 0 | 0 | 0 | 0 | 0 | 0 | 3.3581 | 0 | 2.4928 | 0 | 1.2825 | 0 | 1.0307 | 0 | 3.4873 | 50 | 6.6129 | 0 | 8.1241 | 0 | 10.2164 | UF/RO Treatment | 475.0501 | 16.779 | 555.235 | 3969 | 141.829 | 905.235
34 | 29.2148 | 0 | 525 | 350 | 18 | 8.65 | 80.305 | 0 | 0 | 0 | 0 | 0 | 0 | 0 | 3.3581 | 0 | 2.4928 | 0 | 1.2825 | 0 | 1.0307 | 0 | 3.4873 | 50 | 6.6129 | 0 | 8.1241 | 0 | 10.2164 | UF/RO Treatment | 475.0501 | 16.779 | 554.2148 | 3969 | 141.829 | 904.2148
35 | 28.2289 | 0 | 525 | 350 | 18 | 8.65 | 80.305 | 0 | 0 | 0 | 0 | 0 | 0 | 0 | 3.3581 | 0 | 2.4928 | 0 | 1.2825 | 0 | 1.0307 | 0 | 3.4873 | 50 | 6.6129 | 0 | 8.1241 | 0 | 10.2164 | UF/RO Treatment | 475.0501 | 16.779 | 553.2289 | 3969 | 141.829 | 903.2289
36 | 27.2576 | 0 | 525 | 350 | 18 | 8.65 | 80.305 | 0 | 0 | 0 | 0 | 0 | 0 | 0 | 3.3581 | 0 | 2.4928 | 0 | 1.2825 | 0 | 1.0307 | 0 | 3.4873 | 50 | 6.6129 | 0 | 8.1241 | 0 | 10.2164 | UF/RO Treatment | 475.0501 | 16.779 | 552.2576 | 3969 | 141.829 | 902.2576
37 | 26.2861 | 0 | 525 | 350 | 18 | 8.65 | 80.305 | 0 | 0 | 0 | 0 | 0 | 0 | 0 | 3.3581 | 0 | 2.4928 | 0 | 1.2825 | 0 | 1.0307 | 0 | 3.4873 | 50 | 6.6129 | 0 | 8.1241 | 0 | 10.2164 | UF/RO Treatment | 475.0501 | 16.779 | 551.2861 | 3969 | 141.829 | 901.2861
38 | 25.3184 | 0 | 525 | 350 | 18 | 8.65 | 80.305 | 0 | 0 | 0 | 0 | 0 | 0 | 0 | 3.3581 | 0 | 2.4928 | 0 | 1.2825 | 0 | 1.0307 | 0 | 3.4873 | 50 | 6.6129 | 0 | 8.1241 | 0 | 10.2164 | UF/RO Treatment | 475.0501 | 16.779 | 550.3184 | 3969 | 141.829 | 900.3184
39 | 24.3564 | 0 | 525 | 350 | 18 | 8.65 | 80.305 | 0 | 0 | 0 | 0 | 0 | 0 | 0 | 3.3581 | 0 | 2.4928 | 0 | 1.2825 | 0 | 1.0307 | 0 | 3.4873 | 50 | 6.6129 | 0 | 8.1241 | 0 | 10.2164 | UF/RO Treatment | 475.0501 | 16.779 | 549.3564 | 3969 | 141.829 | 899.3564
40 | 23.4017 | 0 | 525 | 350 | 18 | 8.65 | 80.305 | 0 | 0 | 0 | 0 | 0 | 0 | 0 | 3.3581 | 0 | 2.4928 | 0 | 1.2825 | 0 | 1.0307 | 0 | 3.4873 | 50 | 6.6129 | 0 | 8.1241 | 0 | 10.2164 | UF/RO Treatment | 475.0501 | 16.779 | 548.4017 | 3969 | 141.829 | 898.4017
41 | 22.4583 | 0 | 525 | 350 | 18 | 8.65 | 80.305 | 0 | 0 | 0 | 0 | 0 | 0 | 0 | 3.3581 | 0 | 2.4928 | 0 | 1.2825 | 0 | 1.0307 | 0 | 3.4873 | 50 | 6.6129 | 0 | 8.1241 | 0 | 10.2164 | UF/RO Treatment | 475.0501 | 16.779 | 547.4583 | 3969 | 141.829 | 897.4583
42 | 21.5295 | 0 | 525 | 350 | 18 | 8.65 | 80.305 | 0 | 0 | 0 | 0 | 0 | 0 | 0 | 3.3581 | 0 | 2.4928 | 0 | 1.2825 | 0 | 1.0307 | 0 | 3.4873 | 50 | 6.6129 | 0 | 8.1241 | 0 | 10.2164 | UF/RO Treatment | 475.0501 | 16.779 | 546.5295 | 3969 | 141.829 | 896.5295
43 | 20.616 | 0 | 525 | 350 | 18 | 8.65 | 80.305 | 0 | 0 | 0 | 0 | 0 | 0 | 0 | 3.3581 | 0 | 2.4928 | 0 | 1.2825 | 0 | 1.0307 | 0 | 3.4873 | 50 | 6.6129 | 0 | 8.1241 | 0 | 10.2164 | UF/RO Treatment | 475.0501 | 16.779 | 545.616 | 3969 | 141.829 | 895.616
44 | 19.7176 | 0 | 525 | 350 | 18 | 8.65 | 80.305 | 0 | 0 | 0 | 0 | 0 | 0 | 0 | 3.3581 | 0 | 2.4928 | 0 | 1.2825 | 0 | 1.0307 | 0 | 3.4873 | 50 | 6.6129 | 0 | 8.1241 | 0 | 10.2164 | UF/RO Treatment | 475.0501 | 16.779 | 544.7176 | 3969 | 141.829 | 894.7176
45 | 18.8364 | 0 | 525 | 350 | 18 | 8.65 | 80.305 | 0 | 0 | 0 | 0 | 0 | 0 | 0 | 3.3581 | 0 | 2.4928 | 0 | 1.2825 | 0 | 1.0307 | 0 | 3.4873 | 50 | 6.6129 | 0 | 8.1241 | 0 | 10.2164 | UF/RO Treatment | 475.0501 | 16.779 | 543.8364 | 3969 | 141.829 | 893.8364
46 | 17.9741 | 0 | 525 | 350 | 18 | 8.65 | 80.305 | 0 | 0 | 0 | 0 | 0 | 0 | 0 | 3.3581 | 0 | 2.4928 | 0 | 1.2825 | 0 | 1.0307 | 0 | 3.4873 | 50 | 6.6129 | 0 | 8.1241 | 0 | 10.2164 | UF/RO Treatment | 475.0501 | 16.779 | 542.9741 | 3969 | 141.829 | 892.9741
47 | 17.1295 | 0 | 525 | 350 | 18 | 8.65 | 80.305 | 0 | 0 | 0 | 0 | 0 | 0 | 0 | 3.3581 | 0 | 2.4928 | 0 | 1.2825 | 0 | 1.0307 | 0 | 3.4873 | 50 | 6.6129 | 0 | 8.1241 | 0 | 10.2164 | UF/RO Treatment | 475.0501 | 16.779 | 542.1295 | 3969 | 141.829 | 892.1295
48 | 16.3012 | 0 | 525 | 350 | 18 | 8.65 | 80.305 | 0 | 0 | 0 | 0 | 0 | 0 | 0 | 3.3581 | 0 | 2.4928 | 0 | 1.2825 | 0 | 1.0307 | 0 | 3.4873 | 50 | 6.6129 | 0 | 8.1241 | 0 | 10.2164 | UF/RO Treatment | 475.0501 | 16.779 | 541.3012 | 3969 | 141.829 | 891.3012
49 | 15.4899 | 0 | 525 | 350 | 18 | 8.65 | 80.305 | 0 | 0 | 0 | 0 | 0 | 0 | 0 | 3.3581 | 0 | 2.4928 | 0 | 1.2825 | 0 | 1.0307 | 0 | 3.4873 | 50 | 6.6129 | 0 | 8.1241 | 0 | 10.2164 | UF/RO Treatment | 475.0501 | 16.779 | 540.4899 | 3969 | 141.829 | 890.4899
50 | 14.6961 | 0 | 525 | 350 | 18 | 8.65 | 80.305 | 0 | 0 | 0 | 0 | 0 | 0 | 0 | 3.3581 | 0 | 2.4928 | 0 | 1.2825 | 0 | 1.0307 | 0 | 3.4873 | 50 | 6.6129 | 0 | 8.1241 | 0 | 10.2164 | UF/RO Treatment | 475.0501 | 16.779 | 539.6961 | 3969 | 141.829 | 889.6961
51 | 13.9178 | 0 | 525 | 350 | 18 | 8.65 | 80.305 | 0 | 0 | 0 | 0 | 0 | 0 | 0 | 3.3581 | 0 | 2.4928 | 0 | 1.2825 | 0 | 1.0307 | 0 | 3.4873 | 50 | 6.6129 | 0 | 8.1241 | 0 | 10.2164 | UF/RO Treatment | 475.0501 | 16.779 | 538.9178 | 3969 | 141.829 | 888.9178
52 | 13.1534 | 0 | 525 | 350 | 18 | 8.65 | 80.305 | 0 | 0 | 0 | 0 | 0 | 0 | 0 | 3.3581 | 0 | 2.4928 | 0 | 1.2825 | 0 | 1.0307 | 0 | 3.4873 | 50 | 6.6129 | 0 | 8.1241 | 0 | 10.2164 | UF/RO Treatment | 475.0501 | 16.779 | 538.1534 | 3969 | 141.829 | 888.1534
53 | 12.4032 | 0 | 525 | 350 | 18 | 8.65 | 80.305 | 0 | 0 | 0 | 0 | 0 | 0 | 0 | 3.3581 | 0 | 2.4928 | 0 | 1.2825 | 0 | 1.0307 | 0 | 3.4873 | 50 | 6.6129 | 0 | 8.1241 | 0 | 10.2164 | UF/RO Treatment | 475.0501 | 16.779 | 537.4032 | 3969 | 141.829 | 887.4032
54 | 11.6676 | 0 | 525 | 350 | 18 | 8.65 | 80.305 | 0 | 0 | 0 | 0 | 0 | 0 | 0 | 3.3581 | 0 | 2.4928 | 0 | 1.2825 | 0 | 1.0307 | 0 | 3.4873 | 50 | 6.6129 | 0 | 8.1241 | 0 | 10.2164 | UF/RO Treatment | 475.0501 | 16.779 | 536.6676 | 3969 | 141.829 | 886.6676
55 | 10.9451 | 0 | 525 | 350 | 18 | 8.65 | 80.305 | 0 | 0 | 0 | 0 | 0 | 0 | 0 | 3.3581 | 0 | 2.4928 | 0 | 1.2825 | 0 | 1.0307 | 0 | 3.4873 | 50 | 6.6129 | 0 | 8.1241 | 0 | 10.2164 | UF/RO Treatment | 475.0501 | 16.779 | 535.9451 | 3969 | 141.829 | 885.9451
56 | 10.2344 | 0 | 525 | 350 | 18 | 8.65 | 80.305 | 0 | 0 | 0 | 0 | 0 | 0 | 0 | 3.3581 | 0 | 2.4928 | 0 | 1.2825 | 0 | 1.0307 | 0 | 3.4873 | 50 | 6.6129 | 0 | 8.1241 | 0 | 10.2164 | UF/RO Treatment | 475.0501 | 16.779 | 535.2344 | 3969 | 141.829 | 885.2344
57 | 9.5363 | 0 | 525 | 350 | 18 | 8.65 | 80.305 | 0 | 0 | 0 | 0 | 0 | 0 | 0 | 3.3581 | 0 | 2.4928 | 0 | 1.2825 | 0 | 1.0307 | 0 | 3.4873 | 50 | 6.6129 | 0 | 8.1241 | 0 | 10.2164 | UF/RO Treatment | 475.0501 | 16.779 | 534.5363 | 3969 | 141.829 | 884.5363
58 | 8.8516 | 0 | 525 | 350 | 18 | 8.65 | 80.305 | 0 | 0 | 0 | 0 | 0 | 0 | 0 | 3.3581 | 0 | 2.4928 | 0 | 1.2825 | 0 | 1.0307 | 0 | 3.4873 | 50 | 6.6129 | 0 | 8.1241 | 0 | 10.2164 | UF/RO Treatment | 475.0501 | 16.779 | 533.8516 | 3969 | 141.829 | 883.8516
59 | 8.1795 | 0 | 525 | 350 | 18 | 8.65 | 80.305 | 0 | 0 | 0 | 0 | 0 | 0 | 0 | 3.3581 | 0 | 2.4928 | 0 | 1.2825 | 0 | 1.0307 | 0 | 3.4873 | 50 | 6.6129 | 0 | 8.1241 | 0 | 10.2164 | UF/RO Treatment | 475.0501 | 16.779 | 533.1795 | 3969 | 141.829 | 883.1795
60 | 7.5189 | 0 | 525 | 350 | 18 | 8.65 | 80.305 | 0 | 0 | 0 | 0 | 0 | 0 | 0 | 3.3581 | 0 | 2.4928 | 0 | 1.2825 | 0 | 1.0307 | 0 | 3.4873 | 50 | 6.6129 | 0 | 8.1241 | 0 | 10.2164 | UF/RO Treatment | 475.0501 | 16.779 | 532.5189 | 3969 | 141.829 | 882.5189
61 | 6.871 | 0 | 525 | 350 | 18 | 8.65 | 80.305 | 0 | 0 | 0 | 0 | 0 | 0 | 0 | 3.3581 | 0 | 2.4928 | 0 | 1.2825 | 0 | 1.0307 | 0 | 3.4873 | 50 | 6.6129 | 0 | 8.1241 | 0 | 10.2164 | UF/RO Treatment | 475.0501 | 16.779 | 531.871 | 3969 | 141.829 | 881.871
62 | 2.3972 | 0 | 525 | 350 | 18 | 8.65 | 80.305 | 0 | 0 | 0 | 0 | 0 | 0 | 0 | 3.3581 | 0 | 2.4928 | 0 | 1.2825 | 0 | 1.0307 | 0 | 3.4873 | 50 | 6.6129 | 0 | 8.1241 | 0 | 10.2164 | UF/RO Treatment | 475.0501 | 16.779 | 527.3972 | 3969 | 141.829 | 877.3972
63-100 | 0 | 0 | 525 | 350 | 18 | 8.65 | 80.305 | 0 | 0 | 0 | 0 | 0 | 0 | 0 | 3.3581 | 0 | 2.4928 | 0 | 1.2825 | 0 | 1.0307 | 0 | 3.4873 | 50 | 6.6129 | 0 | 8.1241 | 0 | 10.2164 | UF/RO Treatment | 475.0501 | 16.779 | 525 | 3969 | 141.829 | 875
64 | 0 | 0 | 525 | 350 | 18 | 8.65 | 80.305 | 0 | 0 | 0 | 0 | 0 | 0 | 0 | 3.3581 | 0 | 2.4928 | 0 | 1.2825 | 0 | 1.0307 | 0 | 3.4873 | 50 | 6.6129 | 0 | 8.1241 | 0 | 10.2164 | UF/RO Treatment | 475.0501 | 16.779 | 525 | 3969 | 141.829 | 875
65 | 0 | 0 | 525 | 350 | 18 | 8.65 | 80.305 | 0 | 0 | 0 | 0 | 0 | 0 | 0 | 3.3581 | 0 | 2.4928 | 0 | 1.2825 | 0 | 1.0307 | 0 | 3.4873 | 50 | 6.6129 | 0 | 8.1241 | 0 | 10.2164 | UF/RO Treatment | 475.0501 | 16.779 | 525 | 3969 | 141.829 | 875
66 | 0 | 0 | 525 | 350 | 18 | 8.65 | 80.305 | 0 | 0 | 0 | 0 | 0 | 0 | 0 | 3.3581 | 0 | 2.4928 | 0 | 1.2825 | 0 | 1.0307 | 0 | 3.4873 | 50 | 6.6129 | 0 | 8.1241 | 0 | 10.2164 | UF/RO Treatment | 475.0501 | 16.779 | 525 | 3969 | 141.829 | 875
67 | 0 | 0 | 525 | 350 | 18 | 8.65 | 80.305 | 0 | 0 | 0 | 0 | 0 | 0 | 0 | 3.3581 | 0 | 2.4928 | 0 | 1.2825 | 0 | 1.0307 | 0 | 3.4873 | 50 | 6.6129 | 0 | 8.1241 | 0 | 10.2164 | UF/RO Treatment | 475.0501 | 16.779 | 525 | 3969 | 141.829 | 875
68 | 0 | 0 | 525 | 350 | 18 | 8.65 | 80.305 | 0 | 0 | 0 | 0 | 0 | 0 | 0 | 3.3581 | 0 | 2.4928 | 0 | 1.2825 | 0 | 1.0307 | 0 | 3.4873 | 50 | 6.6129 | 0 | 8.1241 | 0 | 10.2164 | UF/RO Treatment | 475.0501 | 16.779 | 525 | 3969 | 141.829 | 875
69 | 0 | 0 | 525 | 350 | 18 | 8.65 | 80.305 | 0 | 0 | 0 | 0 | 0 | 0 | 0 | 3.3581 | 0 | 2.4928 | 0 | 1.2825 | 0 | 1.0307 | 0 | 3.4873 | 50 | 6.6129 | 0 | 8.1241 | 0 | 10.2164 | UF/RO Treatment | 475.0501 | 16.779 | 525 | 3969 | 141.829 | 875
70 | 0 | 0 | 525 | 350 | 18 | 8.65 | 80.305 | 0 | 0 | 0 | 0 | 0 | 0 | 0 | 3.3581 | 0 | 2.4928 | 0 | 1.2825 | 0 | 1.0307 | 0 | 3.4873 | 50 | 6.6129 | 0 | 8.1241 | 0 | 10.2164 | UF/RO Treatment | 475.0501 | 16.779 | 525 | 3969 | 141.829 | 875
71 | 0 | 0 | 525 | 350 | 18 | 8.65 | 80.305 | 0 | 0 | 0 | 0 | 0 | 0 | 0 | 3.3581 | 0 | 2.4928 | 0 | 1.2825 | 0 | 1.0307 | 0 | 3.4873 | 50 | 6.6129 | 0 | 8.1241 | 0 | 10.2164 | UF/RO Treatment | 475.0501 | 16.779 | 525 | 3969 | 141.829 | 875
72 | 0 | 0 | 525 | 350 | 18 | 8.65 | 80.305 | 0 | 0 | 0 | 0 | 0 | 0 | 0 | 3.3581 | 0 | 2.4928 | 0 | 1.2825 | 0 | 1.0307 | 0 | 3.4873 | 50 | 6.6129 | 0 | 8.1241 | 0 | 10.2164 | UF/RO Treatment | 475.0501 | 16.779 | 525 | 3969 | 141.829 | 875
73 | 0 | 0 | 525 | 350 | 18 | 8.65 | 80.305 | 0 | 0 | 0 | 0 | 0 | 0 | 0 | 3.3581 | 0 | 2.4928 | 0 | 1.2825 | 0 | 1.0307 | 0 | 3.4873 | 50 | 6.6129 | 0 | 8.1241 | 0 | 10.2164 | UF/RO Treatment | 475.0501 | 16.779 | 525 | 3969 | 141.829 | 875
74 | 0 | 0 | 525 | 350 | 18 | 8.65 | 80.305 | 0 | 0 | 0 | 0 | 0 | 0 | 0 | 3.3581 | 0 | 2.4928 | 0 | 1.2825 | 0 | 1.0307 | 0 | 3.4873 | 50 | 6.6129 | 0 | 8.1241 | 0 | 10.2164 | UF/RO Treatment | 475.0501 | 16.779 | 525 | 3969 | 141.829 | 875
75 | 0 | 0 | 525 | 350 | 18 | 8.65 | 80.305 | 0 | 0 | 0 | 0 | 0 | 0 | 0 | 3.3581 | 0 | 2.4928 | 0 | 1.2825 | 0 | 1.0307 | 0 | 3.4873 | 50 | 6.6129 | 0 | 8.1241 | 0 | 10.2164 | UF/RO Treatment | 475.0501 | 16.779 | 525 | 3969 | 141.829 | 875
76 | 0 | 0 | 525 | 350 | 18 | 8.65 | 80.305 | 0 | 0 | 0 | 0 | 0 | 0 | 0 | 3.3581 | 0 | 2.4928 | 0 | 1.2825 | 0 | 1.0307 | 0 | 3.4873 | 50 | 6.6129 | 0 | 8.1241 | 0 | 10.2164 | UF/RO Treatment | 475.0501 | 16.779 | 525 | 3969 | 141.829 | 875
77 | 0 | 0 | 525 | 350 | 18 | 8.65 | 80.305 | 0 | 0 | 0 | 0 | 0 | 0 | 0 | 3.3581 | 0 | 2.4928 | 0 | 1.2825 | 0 | 1.0307 | 0 | 3.4873 | 50 | 6.6129 | 0 | 8.1241 | 0 | 10.2164 | UF/RO Treatment | 475.0501 | 16.779 | 525 | 3969 | 141.829 | 875
78 | 0 | 0 | 525 | 350 | 18 | 8.65 | 80.305 | 0 | 0 | 0 | 0 | 0 | 0 | 0 | 3.3581 | 0 | 2.4928 | 0 | 1.2825 | 0 | 1.0307 | 0 | 3.4873 | 50 | 6.6129 | 0 | 8.1241 | 0 | 10.2164 | UF/RO Treatment | 475.0501 | 16.779 | 525 | 3969 | 141.829 | 875
79 | 0 | 0 | 525 | 350 | 18 | 8.65 | 80.305 | 0 | 0 | 0 | 0 | 0 | 0 | 0 | 3.3581 | 0 | 2.4928 | 0 | 1.2825 | 0 | 1.0307 | 0 | 3.4873 | 50 | 6.6129 | 0 | 8.1241 | 0 | 10.2164 | UF/RO Treatment | 475.0501 | 16.779 | 525 | 3969 | 141.829 | 875
80 | 0 | 0 | 525 | 350 | 18 | 8.65 | 80.305 | 0 | 0 | 0 | 0 | 0 | 0 | 0 | 3.3581 | 0 | 2.4928 | 0 | 1.2825 | 0 | 1.0307 | 0 | 3.4873 | 50 | 6.6129 | 0 | 8.1241 | 0 | 10.2164 | UF/RO Treatment | 475.0501 | 16.779 | 525 | 3969 | 141.829 | 875
81 | 0 | 0 | 525 | 350 | 18 | 8.65 | 80.305 | 0 | 0 | 0 | 0 | 0 | 0 | 0 | 3.3581 | 0 | 2.4928 | 0 | 1.2825 | 0 | 1.0307 | 0 | 3.4873 | 50 | 6.6129 | 0 | 8.1241 | 0 | 10.2164 | UF/RO Treatment | 475.0501 | 16.779 | 525 | 3969 | 141.829 | 875
82 | 0 | 0 | 525 | 350 | 18 | 8.65 | 80.305 | 0 | 0 | 0 | 0 | 0 | 0 | 0 | 3.3581 | 0 | 2.4928 | 0 | 1.2825 | 0 | 1.0307 | 0 | 3.4873 | 50 | 6.6129 | 0 | 8.1241 | 0 | 10.2164 | UF/RO Treatment | 475.0501 | 16.779 | 525 | 3969 | 141.829 | 875
83 | 0 | 0 | 525 | 350 | 18 | 8.65 | 80.305 | 0 | 0 | 0 | 0 | 0 | 0 | 0 | 3.3581 | 0 | 2.4928 | 0 | 1.2825 | 0 | 1.0307 | 0 | 3.4873 | 50 | 6.6129 | 0 | 8.1241 | 0 | 10.2164 | UF/RO Treatment | 475.0501 | 16.779 | 525 | 3969 | 141.829 | 875
84 | 0 | 0 | 525 | 350 | 18 | 8.65 | 80.305 | 0 | 0 | 0 | 0 | 0 | 0 | 0 | 3.3581 | 0 | 2.4928 | 0 | 1.2825 | 0 | 1.0307 | 0 | 3.4873 | 50 | 6.6129 | 0 | 8.1241 | 0 | 10.2164 | UF/RO Treatment | 475.0501 | 16.779 | 525 | 3969 | 141.829 | 875
85 | 0 | 0 | 525 | 350 | 18 | 8.65 | 80.305 | 0 | 0 | 0 | 0 | 0 | 0 | 0 | 3.3581 | 0 | 2.4928 | 0 | 1.2825 | 0 | 1.0307 | 0 | 3.4873 | 50 | 6.6129 | 0 | 8.1241 | 0 | 10.2164 | UF/RO Treatment | 475.0501 | 16.779 | 525 | 3969 | 141.829 | 875
86 | 0 | 0 | 525 | 350 | 18 | 8.65 | 80.305 | 0 | 0 | 0 | 0 | 0 | 0 | 0 | 3.3581 | 0 | 2.4928 | 0 | 1.2825 | 0 | 1.0307 | 0 | 3.4873 | 50 | 6.6129 | 0 | 8.1241 | 0 | 10.2164 | UF/RO Treatment | 475.0501 | 16.779 | 525 | 3969 | 141.829 | 875
87 | 0 | 0 | 525 | 350 | 18 | 8.65 | 80.305 | 0 | 0 | 0 | 0 | 0 | 0 | 0 | 3.3581 | 0 | 2.4928 | 0 | 1.2825 | 0 | 1.0307 | 0 | 3.4873 | 50 | 6.6129 | 0 | 8.1241 | 0 | 10.2164 | UF/RO Treatment | 475.0501 | 16.779 | 525 | 3969 | 141.829 | 875
88 | 0 | 0 | 525 | 350 | 18 | 8.65 | 80.305 | 0 | 0 | 0 | 0 | 0 | 0 | 0 | 3.3581 | 0 | 2.4928 | 0 | 1.2825 | 0 | 1.0307 | 0 | 3.4873 | 50 | 6.6129 | 0 | 8.1241 | 0 | 10.2164 | UF/RO Treatment | 475.0501 | 16.779 | 525 | 3969 | 141.829 | 875
89 | 0 | 0 | 525 | 350 | 18 | 8.65 | 80.305 | 0 | 0 | 0 | 0 | 0 | 0 | 0 | 3.3581 | 0 | 2.4928 | 0 | 1.2825 | 0 | 1.0307 | 0 | 3.4873 | 50 | 6.6129 | 0 | 8.1241 | 0 | 10.2164 | UF/RO Treatment | 475.0501 | 16.779 | 525 | 3969 | 141.829 | 875
90 | 0 | 0 | 525 | 350 | 18 | 8.65 | 80.305 | 0 | 0 | 0 | 0 | 0 | 0 | 0 | 3.3581 | 0 | 2.4928 | 0 | 1.2825 | 0 | 1.0307 | 0 | 3.4873 | 50 | 6.6129 | 0 | 8.1241 | 0 | 10.2164 | UF/RO Treatment | 475.0501 | 16.779 | 525 | 3969 | 141.829 | 875
91 | 0 | 0 | 525 | 350 | 18 | 8.65 | 80.305 | 0 | 0 | 0 | 0 | 0 | 0 | 0 | 3.3581 | 0 | 2.4928 | 0 | 1.2825 | 0 | 1.0307 | 0 | 3.4873 | 50 | 6.6129 | 0 | 8.1241 | 0 | 10.2164 | UF/RO Treatment | 475.0501 | 16.779 | 525 | 3969 | 141.829 | 875
92 | 0 | 0 | 525 | 350 | 18 | 8.65 | 80.305 | 0 | 0 | 0 | 0 | 0 | 0 | 0 | 3.3581 | 0 | 2.4928 | 0 | 1.2825 | 0 | 1.0307 | 0 | 3.4873 | 50 | 6.6129 | 0 | 8.1241 | 0 | 10.2164 | UF/RO Treatment | 475.0501 | 16.779 | 525 | 3969 | 141.829 | 875
93 | 0 | 0 | 525 | 350 | 18 | 8.65 | 80.305 | 0 | 0 | 0 | 0 | 0 | 0 | 0 | 3.3581 | 0 | 2.4928 | 0 | 1.2825 | 0 | 1.0307 | 0 | 3.4873 | 50 | 6.6129 | 0 | 8.1241 | 0 | 10.2164 | UF/RO Treatment | 475.0501 | 16.779 | 525 | 3969 | 141.829 | 875
94 | 0 | 0 | 525 | 350 | 18 | 8.65 | 80.305 | 0 | 0 | 0 | 0 | 0 | 0 | 0 | 3.3581 | 0 | 2.4928 | 0 | 1.2825 | 0 | 1.0307 | 0 | 3.4873 | 50 | 6.6129 | 0 | 8.1241 | 0 | 10.2164 | UF/RO Treatment | 475.0501 | 16.779 | 525 | 3969 | 141.829 | 875
95 | 0 | 0 | 525 | 350 | 18 | 8.65 | 80.305 | 0 | 0 | 0 | 0 | 0 | 0 | 0 | 3.3581 | 0 | 2.4928 | 0 | 1.2825 | 0 | 1.0307 | 0 | 3.4873 | 50 | 6.6129 | 0 | 8.1241 | 0 | 10.2164 | UF/RO Treatment | 475.0501 | 16.779 | 525 | 3969 | 141.829 | 875
96 | 0 | 0 | 525 | 350 | 18 | 8.65 | 80.305 | 0 | 0 | 0 | 0 | 0 | 0 | 0 | 3.3581 | 0 | 2.4928 | 0 | 1.2825 | 0 | 1.0307 | 0 | 3.4873 | 50 | 6.6129 | 0 | 8.1241 | 0 | 10.2164 | UF/RO Treatment | 475.0501 | 16.779 | 525 | 3969 | 141.829 | 875
97 | 0 | 0 | 525 | 350 | 18 | 8.65 | 80.305 | 0 | 0 | 0 | 0 | 0 | 0 | 0 | 3.3581 | 0 | 2.4928 | 0 | 1.2825 | 0 | 1.0307 | 0 | 3.4873 | 50 | 6.6129 | 0 | 8.1241 | 0 | 10.2164 | UF/RO Treatment | 475.0501 | 16.779 | 525 | 3969 | 141.829 | 875
98 | 0 | 0 | 525 | 350 | 18 | 8.65 | 80.305 | 0 | 0 | 0 | 0 | 0 | 0 | 0 | 3.3581 | 0 | 2.4928 | 0 | 1.2825 | 0 | 1.0307 | 0 | 3.4873 | 50 | 6.6129 | 0 | 8.1241 | 0 | 10.2164 | UF/RO Treatment | 475.0501 | 16.779 | 525 | 3969 | 141.829 | 875
99 | 0 | 0 | 525 | 350 | 18 | 8.65 | 80.305 | 0 | 0 | 0 | 0 | 0 | 0 | 0 | 3.3581 | 0 | 2.4928 | 0 | 1.2825 | 0 | 1.0307 | 0 | 3.4873 | 50 | 6.6129 | 0 | 8.1241 | 0 | 10.2164 | UF/RO Treatment | 475.0501 | 16.779 | 525 | 3969 | 141.829 | 875
100 | 0 | 0 | 525 | 350 | 18 | 8.65 | 80.305 | 0 | 0 | 0 | 0 | 0 | 0 | 0 | 3.3581 | 0 | 2.4928 | 0 | 1.2825 | 0 | 1.0307 | 0 | 3.4873 | 50 | 6.6129 | 0 | 8.1241 | 0 | 10.2164 | UF/RO Treatment | 475.0501 | 16.779 | 525 | 3969 | 141.829 | 875
Light Blue reflect the reclamation schedule
Light Purple is the drawdown curve

## Table 3 Water Quality
Mine Area | Source | Sulfate | Total Dissolved Solids | Source
|  | (mg/L) | (mg/L) | Data
SMA Flows | Continental Mine | 1450 | 2186 | 2023 sampling, average of 9 wells and pond
| Tailings Pond 7 Interceptor Wells | 1450 | 2186 | 2023 sampling, average of 9 wells and pond
NMA Facilities | Ivanhoe Concentrator Runoff | 1600 | 2400 | Estimated based of gypsum equilibrium
| Chino Main Office Buildings Runoff | 1600 | 2400 | Estimated based of gypsum equilibrium
| SX/EW Runoff | 1600 | 2400 | Estimated based of gypsum equilibrium
NMA Interceptor Wells and Pit | Princess, Oswaldo, and Interceptor Wells | 1571 | 2402 | 2006 and 2019 sampling respectively, average
| West Stockpile Interceptor Wells | 1571 | 2402 | Used Princess and Oswaldo intercept water quality
| Kessel Interceptor Wells | 50 | 583 | 2025 Sampling, Average of Wells located around Kessel Area
| Santa Rita Pit Groundwater Inflow | 1571 | 2402 | Used Princess and Oswaldo intercept water quality
#VALUE! | Santa Rita Pit Runoff | 34500 | 47950 | 2023 sampling, average of Res 2A and 4A
NMA Waste Rock Stockpile Runoff | West Side of West Stockpile Runoff | 34500 | 47950 | 2023 sampling, average of Res 2A and 4A
| 3A Waste Rock Stockpile Runoff | 34500 | 47950 | 2023 sampling, average of Res 2A and 4A
| Northeast Waste Rock Pile Runoff | 34500 | 47950 | 2023 sampling, average of Res 2A and 4A
| Southwest Lampbright Waste Rock Pile Runoff | 34500 | 47950 | 2023 sampling, average of Res 2A and 4A
| Kessel Stockpile Runoff | 34500 | 47950 | 2023 sampling, average of Res 2A and 4A
NMA Stockpile Seepage | East Side of West Leach Stockpile Seepage | 148000 | 199667 | 2023 sampling, average of 526 Raff and PLS tanks, and Res 8
| South Leach Stockpile Seepage | 148000 | 199667 | 2023 sampling, average of 526 Raff and PLS tanks, and Res 8
| North, Main, and South Lampbright Leach Stockpile Seepage | 148000 | 199667 | 2023 sampling, average of 526 Raff and PLS tanks, and Res 8

## Table 4 Evaporation
Yearly Evaporation (inches/year) | 46.83 | EOY 0 | Year 1 | Year 2 | Year 3 | Year 4 | Year 5
Location | Max. Surface Area for Evaporation | Starting Volumes | Volumes Remaining After Year 1 | Volumes Remaining After Year 2 | Volumes Remaining After Year 3 | Volumes Remaining After Year 4 | Volumes Remaining After Year 5
| (acres) | (gallons) | (gallons) | (gallons) | (gallons) | (gallons) | (gallons)
East Pit |  | 740204439 | 0 | 0 | 0 | 0 | 0
Estrella Pit |  | 363542840 | 0 | 0 | 0 | 0 | 0
Lee Hill Pit |  | 0 | 0 | 0 | 0 | 0 | 0
Reservoir 9 |  | 2737148 | 0 | 0 | 0 | 0 | 0
Reservoir 4a (Overflow Pond) |  | 1368574 | 0 | 0 | 0 | 0 | 0
Reservoir 2 (Overflow Pond) |  | 684287 | 0 | 0 | 0 | 0 | 0
Reservoir 17 |  | 9149896 | 0 | 0 | 0 | 0 | 0
Fleming Pond 2 |  | 5040000 | 0 | 0 | 0 | 0 | 0
Frog Pond |  | 1500000 | 0 | 0 | 0 | 0 | 0
PLS Tank at Ivanhoe Concentrator |  | 300000 | 0 | 0 | 0 | 0 | 0
5900 PLS Sump |  | 299131 | 0 | 0 | 0 | 0 | 0
Lee Hill Sump #1 |  | 60000 | 0 | 0 | 0 | 0 | 0
5400 Sump |  | 36000 | 0 | 0 | 0 | 0 | 0
Tailings Thickener |  | 6777710 | 0 | 0 | 0 | 0 | 0
6525 Raffinate Tank |  | 80000 | 0 | 0 | 0 | 0 | 0
South Stockpile |  | 120700000 | 0 | 0 | 0 | 0 | 0
Reservoir 6 |  | 54580043 | 0 | 0 | 0 | 0 | 0
Reservoir 7 |  | 63201939 | 3000954.3782 | 0 | 0 | 0 | 0
Reservoir 8 |  | 1955106 | 1955106 | 0 | 0 | 0 | 0
SX/EW PLS Feed Pond |  | 1260000 | 1260000 | 0 | 0 | 0 | 0
SX/EW Raffinate Pond |  | 1824765.6 | 1824765.6 | 0 | 0 | 0 | 0
SX/EW Raffinate Tank |  | 900000 | 900000 | 0 | 0 | 0 | 0
East Headwall Impoundment |  | 273714.84 | 273714.84 | 0 | 0 | 0 | 0
East Lampbright Sumps |  | 1200000 | 1200000 | 0 | 0 | 0 | 0
LFES SS PLS Tank |  | 185923 | 185923 | 0 | 0 | 0 | 0
Lampbright Stockpile |  | 350600000 | 350600000 | 0 | 0 | 0 | 0
Evaporation Stockpiles (South and Lampbright Stockpiles) | 46.83: 1414
Total | 1414 | 1728461516.44 | 361200463.8182 | 0 | 0 | 0 | 0
Volume Added From Stormwater and Interceptor Pits/Wells |  |  | 430828755.2632 | 416925779.2632 | 403022803.2632 | 389119827.2632 | 375216851.2632
Stockpile Acreage Modifier |  |  | 1 | 0.43275 | 0.22414 | 0.21641 | 0.20868
Evaporation Potential in Stockpiles w/ Acreage Modifier |  |  | 1798089807.885 | 778126243.08 | 403022803 | 389119827 | 375216851
Tailings Pond 7 | 1169 | 161491755.6 | 0 | 0 | 0 | 0 | 0
Volume Added From Continental Mine & Tailings 7 Interceptor Wells |  |  | 803919708.1475 | 767070592.3055 | 732155960.7656 | 696592811.6479 | 659967576.1701
Pond 7 Acreage Modifier |  |  | 0.64944 | 0.4266 | 0.40719 | 0.38741 | 0.36704
Evaporation Potential on Tailings Pond 7 with Acreage Modifier |  |  | 965411463.7475 | 767070592.3055 | 732155960.7656 | 696592811.6479 | 659967576.1701
60200984.6218

## Table 5 Flows to Evap & WTP
| North Mine Area | [8 empty] | South Mine Area
| Evaporation System Water Loss |  |  |  | Interceptor Wells, Runoff and Seepage Flow Rates |  |  |  | Water Treatment Plant Influent | Evaporation Water Loss | Interceptor Wells and Continental Mine Flow Rates
| Stockpile Evaporation System Water Loss | Interceptor Wells, Run-off, and Seepage Included in Stockpile Evaporation System Water Loss | Santa Rita Pit Enhanced Evaporation System Water Loss (wtih Brine/Backwash) | Santa Rita Pit Sprayers Required (Ave/yr) | NMA Interceptor Wells Flows (Lampbright, Princess Shaft, Oswaldo Shaft, 6 other Wells TBD) | Pit and Facilities Runoff Existing Groundwater Interceptors | Waste Rock Piles Runoff/Seepage | Leach Stockpile Runoff/Seepage | Treatment System Flow Rate | Tailings Pond 7 Evaporation Water Loss | Tailing Pond 7 Interceptor Well Flows | Continental Mine Flows
Year | (gpm) | (gpm) | (gpm) | (unit) | (gpm) | (gpm) | (gpm) | (gpm) | (gpm) | (gpm) | (gpm) | (gpm)
1 | 3421.0232 | 819.6894 | - | - | 350 | 159.1341 | 101.5875 | 208.9679 | - | 1836.7798 | 1410 | 119.5276 | 97 gpm in 16 hours | 93120 | 8.6203
2 | 1480.4533 | 793.2378 | - | - | 350 | 159.1341 | 88.3617 | 195.7421 | - | 1459.4189 | 1339.5 | 119.9189 | 53 gpm in 16 hours | 50880 | 15.7767
3 | 766.7862 | 766.7862 | - | - | 350 | 159.1341 | 88.3617 | 169.2904 | - | 1392.9908 | 1272.525 | 120.4658 |  | 74
4 | 740.3345 | 740.3345 | - | - | 350 | 159.1341 | 88.3617 | 142.8388 | - | 1325.3288 | 1208.8987 | 116.43 |  | Average 74 gpm for 12 months running for 16 hours per day
5 | 713.8829 | 713.8829 | - | - | 350 | 159.1341 | 88.3617 | 116.3872 | - | 1255.6461 | 1148.4538 | 107.1923 |  | Sprayer evap per unit (gpd) | Sprayer evap per unit (gpm) in 16 hrs | Number of units Required | Total amount to evaporate per day
6 | - | - | 557.4436 | 11.2995 | 350 | 159.1341 | 88.3617 | 89.9355 | 1539.3187 | - | 1091.0311 | 98.2876 |  | 71040 | 836.1654 | 11.2995 | 802718.7815
7 | - | - | 532.2084 | 10.788 | 350 | 159.1341 | 88.3617 | 73.7003 | 1476.7267 | - | 1036.4796 | 90.2472 |  | 71040 | 798.3126 | 10.788 | 766380.0882
8 | - | - | 497.5568 | 10.0856 | 350 | 159.1341 | 88.3617 | 47.2487 | 1417.8597 | - | 984.6556 | 83.2041 |  | 71040 | 746.3351 | 10.0856 | 716481.743
9 | - | - | 463.2051 | 9.3893 | 350 | 159.1341 | 88.3617 | 20.7971 | 1362.5543 | - | 935.4228 | 77.1315 |  | 71040 | 694.8077 | 9.3893 | 667015.3978
10 | - | - | 441.0648 | 8.9405 | 350 | 159.1341 | 69.3651 | 24.9534 | 1310.5817 | - | 888.6517 | 71.93 |  | 71040 | 661.5973 | 8.9405 | 635133.375
11 | - | - | 411.8416 | 8.3481 | 350 | 159.1341 | 47.1418 | 24.9534 | 1261.6873 | - | 844.2191 | 67.4682 |  | 71040 | 617.7624 | 8.3481 | 593051.8754
12 | - | - | 395.4462 | 8.0158 | 350 | 159.1341 | 37.2464 | 24.9534 | 1215.6322 | - | 802.0081 | 63.624 |  | 71040 | 593.1693 | 8.0158 | 569442.5453
13 | - | - | 362.8946 | 7.356 | 350 | 159.1341 | 10.7948 | 24.9534 | 1172.2066 | - | 761.9077 | 60.2989 |  | 71040 | 544.3419 | 7.356 | 522568.2001
14 | - | - | 323.5184 | 6.5578 | 350 | 126.4321 | 9.9207 | 24.9534 | 1131.2196 | - | 723.8123 | 57.4072 |  | 71040 | 485.2776 | 6.5578 | 465866.5329
15 | - | - | 298.5413 | 6.0515 | 350 | 106.955 | 9.9207 | 24.9534 | 1092.4845 | - | 687.6217 | 54.8628 |  | 71040 | 447.812 | 6.0515 | 429899.5404
16 | - | - | 293.3413 | 5.9461 | 350 | 106.955 | 9.9207 | 24.9534 | 1055.8612 | - | 653.2406 | 52.6205 |  | 71040 | 440.012 | 5.9461 | 422411.5404
17 | - | - | 288.4413 | 5.8468 | 350 | 106.955 | 9.9207 | 24.9534 | 1021.1903 | - | 620.5786 | 50.6117 |  | 71040 | 432.662 | 5.8468 | 415355.5404
18 | - | - | 283.7413 | 5.7515 | 350 | 106.955 | 9.9207 | 24.9534 | 988.3512 | - | 589.5497 | 48.8015 |  | 71040 | 425.612 | 5.7515 | 408587.5404
19 | - | - | 279.3413 | 5.6623 | 350 | 106.955 | 9.9207 | 24.9534 | 957.2224 | - | 560.0722 | 47.1502 |  | 71040 | 419.012 | 5.6623 | 402251.5404
20 | - | - | 275.2413 | 5.5792 | 350 | 106.955 | 9.9207 | 24.9534 | 927.6935 | - | 532.0686 | 45.6249 |  | 71040 | 412.862 | 5.5792 | 396347.5404
21 | - | - | 273.9413 | 5.5529 | 350 | 106.955 | 9.9207 | 24.9534 | 919.2019 | - | 525 | 44.2019 |  | 71040 | 410.912 | 5.5529 | 394475.5404
22 | - | - | 273.8413 | 5.5508 | 350 | 106.955 | 9.9207 | 24.9534 | 917.8609 | - | 525 | 42.8609 |  | 71040 | 410.762 | 5.5508 | 394331.5404
23 | - | - | 273.6413 | 5.5468 | 350 | 106.955 | 9.9207 | 24.9534 | 916.5818 | - | 525 | 41.5818 |  | 71040 | 410.462 | 5.5468 | 394043.5404
24 | - | - | 273.4413 | 5.5427 | 350 | 106.955 | 9.9207 | 24.9534 | 915.3479 | - | 525 | 40.3479 |  | 71040 | 410.162 | 5.5427 | 393755.5404
25 | - | - | 273.2413 | 5.5387 | 350 | 106.955 | 9.9207 | 24.9534 | 914.1492 | - | 525 | 39.1492 |  | 71040 | 409.862 | 5.5387 | 393467.5404
26 | - | - | 273.1413 | 5.5366 | 350 | 106.955 | 9.9207 | 24.9534 | 912.978 | - | 525 | 37.978 |  | 71040 | 409.712 | 5.5366 | 393323.5404
27 | - | - | 272.9413 | 5.5326 | 350 | 106.955 | 9.9207 | 24.9534 | 911.8263 | - | 525 | 36.8263 |  | 71040 | 409.412 | 5.5326 | 393035.5404
28 | - | - | 272.7413 | 5.5285 | 350 | 106.955 | 9.9207 | 24.9534 | 910.6883 | - | 525 | 35.6883 |  | 71040 | 409.112 | 5.5285 | 392747.5404
29 | - | - | 272.6413 | 5.5265 | 350 | 106.955 | 9.9207 | 24.9534 | 909.5639 | - | 525 | 34.5639 |  | 71040 | 408.962 | 5.5265 | 392603.5404
30 | - | - | 272.4413 | 5.5225 | 350 | 106.955 | 9.9207 | 24.9534 | 908.4549 | - | 525 | 33.4549 |  | 71040 | 408.662 | 5.5225 | 392315.5404
31 | - | - | 272.3413 | 5.5204 | 350 | 106.955 | 9.9207 | 24.9534 | 907.3617 | - | 525 | 32.3617 |  | 71040 | 408.512 | 5.5204 | 392171.5404
32 | - | - | 272.1413 | 5.5164 | 350 | 106.955 | 9.9207 | 24.9534 | 906.2863 | - | 525 | 31.2863 |  | 71040 | 408.212 | 5.5164 | 391883.5404 | #REF!
33 | - | - | 272.0413 | 5.5144 | 350 | 106.955 | 9.9207 | 24.9534 | 905.235 | - | 525 | 30.235 |  | 71040 | 408.062 | 5.5144 | 391739.5404 | #REF!
34 | - | - | 271.8413 | 5.5103 | 350 | 106.955 | 9.9207 | 24.9534 | 904.2148 | - | 525 | 29.2148 |  | 71040 | 407.762 | 5.5103 | 391451.5404
35 | - | - | 271.7413 | 5.5083 | 350 | 106.955 | 9.9207 | 24.9534 | 903.2289 | - | 525 | 28.2289 |  | 71040 | 407.612 | 5.5083 | 391307.5404
36 | - | - | 271.5413 | 5.5042 | 350 | 106.955 | 9.9207 | 24.9534 | 902.2576 | - | 525 | 27.2576 |  | 71040 | 407.312 | 5.5042 | 391019.5404
37 | - | - | 271.4413 | 5.5022 | 350 | 106.955 | 9.9207 | 24.9534 | 901.2861 | - | 525 | 26.2861 |  | 71040 | 407.162 | 5.5022 | 390875.5404
38 | - | - | 271.3413 | 5.5002 | 350 | 106.955 | 9.9207 | 24.9534 | 900.3184 | - | 525 | 25.3184 |  | 71040 | 407.012 | 5.5002 | 390731.5404
39 | - | - | 271.1413 | 5.4961 | 350 | 106.955 | 9.9207 | 24.9534 | 899.3564 | - | 525 | 24.3564 |  | 71040 | 406.712 | 5.4961 | 390443.5404
40 | - | - | 271.0413 | 5.4941 | 350 | 106.955 | 9.9207 | 24.9534 | 898.4017 | - | 525 | 23.4017 |  | 71040 | 406.562 | 5.4941 | 390299.5404
41 | - | - | 270.9413 | 5.4921 | 350 | 106.955 | 9.9207 | 24.9534 | 897.4583 | - | 525 | 22.4583 |  | 71040 | 406.412 | 5.4921 | 390155.5404
42 | - | - | 270.7413 | 5.488 | 350 | 106.955 | 9.9207 | 24.9534 | 896.5295 | - | 525 | 21.5295 |  | 71040 | 406.112 | 5.488 | 389867.5404
43 | - | - | 270.6413 | 5.486 | 350 | 106.955 | 9.9207 | 24.9534 | 895.616 | - | 525 | 20.616 |  | 71040 | 405.962 | 5.486 | 389723.5404
44 | - | - | 270.5413 | 5.4839 | 350 | 106.955 | 9.9207 | 24.9534 | 894.7176 | - | 525 | 19.7176 |  | 71040 | 405.812 | 5.4839 | 389579.5404
45 | - | - | 270.3413 | 5.4799 | 350 | 106.955 | 9.9207 | 24.9534 | 893.8364 | - | 525 | 18.8364 |  | 71040 | 405.512 | 5.4799 | 389291.5404
46 | - | - | 270.2413 | 5.4779 | 350 | 106.955 | 9.9207 | 24.9534 | 892.9741 | - | 525 | 17.9741 |  | 71040 | 405.362 | 5.4779 | 389147.5404
47 | - | - | 270.1413 | 5.4758 | 350 | 106.955 | 9.9207 | 24.9534 | 892.1295 | - | 525 | 17.1295 |  | 71040 | 405.212 | 5.4758 | 389003.5404
48 | - | - | 270.0413 | 5.4738 | 350 | 106.955 | 9.9207 | 24.9534 | 891.3012 | - | 525 | 16.3012 |  | 71040 | 405.062 | 5.4738 | 388859.5404
49 | - | - | 269.9413 | 5.4718 | 350 | 106.955 | 9.9207 | 24.9534 | 890.4899 | - | 525 | 15.4899 |  | 71040 | 404.912 | 5.4718 | 388715.5404
50 | - | - | 269.8413 | 5.4698 | 350 | 106.955 | 9.9207 | 24.9534 | 889.6961 | - | 525 | 14.6961 |  | 71040 | 404.762 | 5.4698 | 388571.5404
51 | - | - | 269.7413 | 5.4677 | 350 | 106.955 | 9.9207 | 24.9534 | 888.9178 | - | 525 | 13.9178 |  | 71040 | 404.612 | 5.4677 | 388427.5404
52 | - | - | 269.6413 | 5.4657 | 350 | 106.955 | 9.9207 | 24.9534 | 888.1534 | - | 525 | 13.1534 |  | 71040 | 404.462 | 5.4657 | 388283.5404
53 | - | - | 269.4413 | 5.4616 | 350 | 106.955 | 9.9207 | 24.9534 | 887.4032 | - | 525 | 12.4032 |  | 71040 | 404.162 | 5.4616 | 387995.5404
54 | - | - | 269.3413 | 5.4596 | 350 | 106.955 | 9.9207 | 24.9534 | 886.6676 | - | 525 | 11.6676 |  | 71040 | 404.012 | 5.4596 | 387851.5404
55 | - | - | 269.2413 | 5.4576 | 350 | 106.955 | 9.9207 | 24.9534 | 885.9451 | - | 525 | 10.9451 |  | 71040 | 403.862 | 5.4576 | 387707.5404
56 | - | - | 269.1413 | 5.4556 | 350 | 106.955 | 9.9207 | 24.9534 | 885.2344 | - | 525 | 10.2344 |  | 71040 | 403.712 | 5.4556 | 387563.5404
57 | - | - | 269.0413 | 5.4535 | 350 | 106.955 | 9.9207 | 24.9534 | 884.5363 | - | 525 | 9.5363 |  | 71040 | 403.562 | 5.4535 | 387419.5404
58 | - | - | 268.9413 | 5.4515 | 350 | 106.955 | 9.9207 | 24.9534 | 883.8516 | - | 525 | 8.8516 |  | 71040 | 403.412 | 5.4515 | 387275.5404
59 | - | - | 268.8413 | 5.4495 | 350 | 106.955 | 9.9207 | 24.9534 | 883.1795 | - | 525 | 8.1795 |  | 71040 | 403.262 | 5.4495 | 387131.5404
60 | - | - | 268.7413 | 5.4475 | 350 | 106.955 | 9.9207 | 24.9534 | 882.5189 | - | 525 | 7.5189 |  | 71040 | 403.112 | 5.4475 | 386987.5404
61 | - | - | 268.6413 | 5.4454 | 350 | 106.955 | 9.9207 | 24.9534 | 881.871 | - | 525 | 6.871 |  | 71040 | 402.962 | 5.4454 | 386843.5404
62 | - | - | 268.0413 | 5.4333 | 350 | 106.955 | 9.9207 | 24.9534 | 877.3972 | - | 525 | 2.3972 |  | 71040 | 402.062 | 5.4333 | 385979.5404
63-100 | - | - | 267.7413 | 5.4272 | 350 | 106.955 | 9.9207 | 24.9534 | 875 | - | 525 | 0 |  | 71040 | 401.612 | 5.4272 | 385547.5404
64 | - | - | 267.7413 | 5.4272 | 350 | 106.955 | 9.9207 | 24.9534 | 875 | - | 525 | 0 |  | 71040 | 401.612 | 5.4272 | 385547.5404
65 | - | - | 267.7413 | 5.4272 | 350 | 106.955 | 9.9207 | 24.9534 | 875 | - | 525 | 0 |  | 71040 | 401.612 | 5.4272 | 385547.5404
66 | - | - | 267.7413 | 5.4272 | 350 | 106.955 | 9.9207 | 24.9534 | 875 | - | 525 | 0 |  | 71040 | 401.612 | 5.4272 | 385547.5404
67 | - | - | 267.7413 | 5.4272 | 350 | 106.955 | 9.9207 | 24.9534 | 875 | - | 525 | 0 |  | 71040 | 401.612 | 5.4272 | 385547.5404
68 | - | - | 267.7413 | 5.4272 | 350 | 106.955 | 9.9207 | 24.9534 | 875 | - | 525 | 0 |  | 71040 | 401.612 | 5.4272 | 385547.5404
69 | - | - | 267.7413 | 5.4272 | 350 | 106.955 | 9.9207 | 24.9534 | 875 | - | 525 | 0 |  | 71040 | 401.612 | 5.4272 | 385547.5404
70 | - | - | 267.7413 | 5.4272 | 350 | 106.955 | 9.9207 | 24.9534 | 875 | - | 525 | 0 |  | 71040 | 401.612 | 5.4272 | 385547.5404
71 | - | - | 267.7413 | 5.4272 | 350 | 106.955 | 9.9207 | 24.9534 | 875 | - | 525 | 0 |  | 71040 | 401.612 | 5.4272 | 385547.5404
72 | - | - | 267.7413 | 5.4272 | 350 | 106.955 | 9.9207 | 24.9534 | 875 | - | 525 | 0 |  | 71040 | 401.612 | 5.4272 | 385547.5404
73 | - | - | 267.7413 | 5.4272 | 350 | 106.955 | 9.9207 | 24.9534 | 875 | - | 525 | 0 |  | 71040 | 401.612 | 5.4272 | 385547.5404
74 | - | - | 267.7413 | 5.4272 | 350 | 106.955 | 9.9207 | 24.9534 | 875 | - | 525 | 0 |  | 71040 | 401.612 | 5.4272 | 385547.5404
75 | - | - | 267.7413 | 5.4272 | 350 | 106.955 | 9.9207 | 24.9534 | 875 | - | 525 | 0 |  | 71040 | 401.612 | 5.4272 | 385547.5404
76 | - | - | 267.7413 | 5.4272 | 350 | 106.955 | 9.9207 | 24.9534 | 875 | - | 525 | 0 |  | 71040 | 401.612 | 5.4272 | 385547.5404
77 | - | - | 267.7413 | 5.4272 | 350 | 106.955 | 9.9207 | 24.9534 | 875 | - | 525 | 0 |  | 71040 | 401.612 | 5.4272 | 385547.5404
78 | - | - | 267.7413 | 5.4272 | 350 | 106.955 | 9.9207 | 24.9534 | 875 | - | 525 | 0 |  | 71040 | 401.612 | 5.4272 | 385547.5404
79 | - | - | 267.7413 | 5.4272 | 350 | 106.955 | 9.9207 | 24.9534 | 875 | - | 525 | 0 |  | 71040 | 401.612 | 5.4272 | 385547.5404
80 | - | - | 267.7413 | 5.4272 | 350 | 106.955 | 9.9207 | 24.9534 | 875 | - | 525 | 0 |  | 71040 | 401.612 | 5.4272 | 385547.5404
81 | - | - | 267.7413 | 5.4272 | 350 | 106.955 | 9.9207 | 24.9534 | 875 | - | 525 | 0 |  | 71040 | 401.612 | 5.4272 | 385547.5404
82 | - | - | 267.7413 | 5.4272 | 350 | 106.955 | 9.9207 | 24.9534 | 875 | - | 525 | 0 |  | 71040 | 401.612 | 5.4272 | 385547.5404
83 | - | - | 267.7413 | 5.4272 | 350 | 106.955 | 9.9207 | 24.9534 | 875 | - | 525 | 0 |  | 71040 | 401.612 | 5.4272 | 385547.5404
84 | - | - | 267.7413 | 5.4272 | 350 | 106.955 | 9.9207 | 24.9534 | 875 | - | 525 | 0 |  | 71040 | 401.612 | 5.4272 | 385547.5404
85 | - | - | 267.7413 | 5.4272 | 350 | 106.955 | 9.9207 | 24.9534 | 875 | - | 525 | 0 |  | 71040 | 401.612 | 5.4272 | 385547.5404
86 | - | - | 267.7413 | 5.4272 | 350 | 106.955 | 9.9207 | 24.9534 | 875 | - | 525 | 0 |  | 71040 | 401.612 | 5.4272 | 385547.5404
87 | - | - | 267.7413 | 5.4272 | 350 | 106.955 | 9.9207 | 24.9534 | 875 | - | 525 | 0 |  | 71040 | 401.612 | 5.4272 | 385547.5404
88 | - | - | 267.7413 | 5.4272 | 350 | 106.955 | 9.9207 | 24.9534 | 875 | - | 525 | 0 |  | 71040 | 401.612 | 5.4272 | 385547.5404
89 | - | - | 267.7413 | 5.4272 | 350 | 106.955 | 9.9207 | 24.9534 | 875 | - | 525 | 0 |  | 71040 | 401.612 | 5.4272 | 385547.5404
90 | - | - | 267.7413 | 5.4272 | 350 | 106.955 | 9.9207 | 24.9534 | 875 | - | 525 | 0 |  | 71040 | 401.612 | 5.4272 | 385547.5404
91 | - | - | 267.7413 | 5.4272 | 350 | 106.955 | 9.9207 | 24.9534 | 875 | - | 525 | 0 |  | 71040 | 401.612 | 5.4272 | 385547.5404
92 | - | - | 267.7413 | 5.4272 | 350 | 106.955 | 9.9207 | 24.9534 | 875 | - | 525 | 0 |  | 71040 | 401.612 | 5.4272 | 385547.5404
93 | - | - | 267.7413 | 5.4272 | 350 | 106.955 | 9.9207 | 24.9534 | 875 | - | 525 | 0 |  | 71040 | 401.612 | 5.4272 | 385547.5404
94 | - | - | 267.7413 | 5.4272 | 350 | 106.955 | 9.9207 | 24.9534 | 875 | - | 525 | 0 |  | 71040 | 401.612 | 5.4272 | 385547.5404
95 | - | - | 267.7413 | 5.4272 | 350 | 106.955 | 9.9207 | 24.9534 | 875 | - | 525 | 0 |  | 71040 | 401.612 | 5.4272 | 385547.5404
96 | - | - | 267.7413 | 5.4272 | 350 | 106.955 | 9.9207 | 24.9534 | 875 | - | 525 | 0 |  | 71040 | 401.612 | 5.4272 | 385547.5404
97 | - | - | 267.7413 | 5.4272 | 350 | 106.955 | 9.9207 | 24.9534 | 875 | - | 525 | 0 |  | 71040 | 401.612 | 5.4272 | 385547.5404
98 | - | - | 267.7413 | 5.4272 | 350 | 106.955 | 9.9207 | 24.9534 | 875 | - | 525 | 0 |  | 71040 | 401.612 | 5.4272 | 385547.5404
99 | - | - | 267.7413 | 5.4272 | 350 | 106.955 | 9.9207 | 24.9534 | 875 | - | 525 | 0 |  | 71040 | 401.612 | 5.4272 | 385547.5404
100 | - | - | 267.7413 | 5.4272 | 350 | 106.955 | 9.9207 | 24.9534 | 875 | - | 525 | 0 |  | 71040 | 401.612 | 5.4272 | 385547.5404

## Table 6 WTP Flow Balance
|  | RO Feed |  |  | Brine |  | Effluent
| SMA Flowrate | NMA | SMA | Total | Reject | To Evaporation | RO Permeate | SMA Bypass | Total | Effluent Sulfate | RO Feed pH | Effluent pH | green sand filter backwash
Year | (gpm) | (gpm) | (gpm) | (gpm) | (%) | (gpm) | (gpm) | (gpm) | (gpm) | (mg/L) |  |  | 339 | gpm
6 | 1189.3187 | 350 | 740 | 1090 | 0.2 | 218 | 872 | 449.3187 | 1321.3187 | 499.6767 | 7.2525 | 7.3639 | 5 | units
7 | 1126.7267 | 350 | 695 | 1045 | 0.2 | 209 | 836 | 431.7267 | 1267.7267 | 500.3947 | 7.2384 | 7.3547 | just over 10 min/unit per week
8 | 1067.8597 | 350 | 654 | 1004 | 0.2 | 200.8 | 803.2 | 413.8597 | 1217.0597 | 499.6702 | 7.2244 | 7.3453 | 1057680 | gal per year
9 | 1012.5543 | 350 | 614.5 | 964.5 | 0.2 | 192.9 | 771.6 | 398.0543 | 1169.6543 | 500.0578 | 7.2099 | 7.3358 | 2.0123 | gpm
10 | 960.5817 | 350 | 578 | 928 | 0.2 | 185.6 | 742.4 | 382.5817 | 1124.9817 | 499.7125 | 7.1953 | 7.3261
11 | 911.6873 | 350 | 543 | 893 | 0.2 | 178.6 | 714.4 | 368.6873 | 1083.0873 | 500.1818 | 7.1802 | 7.3163 | Average of 134 gpm being evaporated over 100 years
12 | 865.6322 | 350 | 510.5 | 860.5 | 0.2 | 172.1 | 688.4 | 355.1322 | 1043.5322 | 500.0571 | 7.1651 | 7.3063
13 | 822.2066 | 350 | 480 | 830 | 0.2 | 166 | 664 | 342.2066 | 1006.2066 | 499.7379 | 7.1499 | 7.2962
14 | 781.2196 | 350 | 451 | 801 | 0.2 | 160.2 | 640.8 | 330.2196 | 971.0196 | 499.7081 | 7.1343 | 7.2859
15 | 742.4845 | 350 | 423.5 | 773.5 | 0.2 | 154.7 | 618.8 | 318.9845 | 937.7845 | 499.8115 | 7.1185 | 7.2755
16 | 705.8612 | 350 | 397.5 | 747.5 | 0.2 | 149.5 | 598 | 308.3612 | 906.3612 | 499.9152 | 7.1024 | 7.2649
17 | 671.1903 | 350 | 373 | 723 | 0.2 | 144.6 | 578.4 | 298.1903 | 876.5903 | 499.8458 | 7.0862 | 7.2542
18 | 638.3512 | 350 | 349.5 | 699.5 | 0.2 | 139.9 | 559.6 | 288.8512 | 848.4512 | 500.2411 | 7.0696 | 7.2434
19 | 607.2224 | 350 | 327.5 | 677.5 | 0.2 | 135.5 | 542 | 279.7224 | 821.7224 | 500.1901 | 7.0531 | 7.2324
20 | 577.6935 | 350 | 307 | 657 | 0.2 | 131.4 | 525.6 | 270.6935 | 796.2935 | 499.5163 | 7.0366 | 7.2213
21 | 569.2019 | 350 | 300.5 | 650.5 | 0.2 | 130.1 | 520.4 | 268.7019 | 789.1019 | 500.3431 | 7.0312 | 7.2181
22 | 567.8609 | 350 | 300 | 650 | 0.2 | 130 | 520 | 267.8609 | 787.8609 | 499.5784 | 7.0308 | 7.2175
23 | 566.5818 | 350 | 299 | 649 | 0.2 | 129.8 | 519.2 | 267.5818 | 786.7818 | 499.739 | 7.0299 | 7.217
24 | 565.3479 | 350 | 298 | 648 | 0.2 | 129.6 | 518.4 | 267.3479 | 785.7479 | 499.9548 | 7.0291 | 7.2165
25 | 564.1492 | 350 | 297 | 647 | 0.2 | 129.4 | 517.6 | 267.1492 | 784.7492 | 500.2137 | 7.0282 | 7.2161
26 | 562.978 | 350 | 296.5 | 646.5 | 0.2 | 129.3 | 517.2 | 266.478 | 783.678 | 499.6505 | 7.0278 | 7.2156
27 | 561.8263 | 350 | 295.5 | 645.5 | 0.2 | 129.1 | 516.4 | 266.3263 | 782.7263 | 499.9667 | 7.0269 | 7.2151
28 | 560.6883 | 350 | 294.5 | 644.5 | 0.2 | 128.9 | 515.6 | 266.1883 | 781.7883 | 500.3005 | 7.0261 | 7.2147
29 | 559.5639 | 350 | 294 | 644 | 0.2 | 128.8 | 515.2 | 265.5639 | 780.7639 | 499.7922 | 7.0257 | 7.2142
30 | 558.4549 | 350 | 293 | 643 | 0.2 | 128.6 | 514.4 | 265.4549 | 779.8549 | 500.1618 | 7.0248 | 7.2138
31 | 557.3617 | 350 | 292.5 | 642.5 | 0.2 | 128.5 | 514 | 264.8617 | 778.8617 | 499.6901 | 7.0244 | 7.2133
32 | 556.2863 | 350 | 291.5 | 641.5 | 0.2 | 128.3 | 513.2 | 264.7863 | 777.9863 | 500.1016 | 7.0235 | 7.2129
33 | 555.235 | 350 | 291 | 641 | 0.2 | 128.2 | 512.8 | 264.235 | 777.035 | 499.6799 | 7.0231 | 7.2124
34 | 554.2148 | 350 | 290 | 640 | 0.2 | 128 | 512 | 264.2148 | 776.2148 | 500.1598 | 7.0222 | 7.2121
35 | 553.2289 | 350 | 289.5 | 639.5 | 0.2 | 127.9 | 511.6 | 263.7289 | 775.3289 | 499.8174 | 7.0218 | 7.2116
36 | 552.2576 | 350 | 288.5 | 638.5 | 0.2 | 127.7 | 510.8 | 263.7576 | 774.5576 | 500.3586 | 7.0209 | 7.2113
37 | 551.2861 | 350 | 288 | 638 | 0.2 | 127.6 | 510.4 | 263.2861 | 773.6861 | 500.0334 | 7.0204 | 7.2109
38 | 550.3184 | 350 | 287.5 | 637.5 | 0.2 | 127.5 | 510 | 262.8184 | 772.8184 | 499.7121 | 7.02 | 7.2104
39 | 549.3564 | 350 | 286.5 | 636.5 | 0.2 | 127.3 | 509.2 | 262.8564 | 772.0564 | 500.2663 | 7.0191 | 7.2101
40 | 548.4017 | 350 | 286 | 636 | 0.2 | 127.2 | 508.8 | 262.4017 | 771.2017 | 499.9606 | 7.0187 | 7.2097
41 | 547.4583 | 350 | 285.5 | 635.5 | 0.2 | 127.1 | 508.4 | 261.9583 | 770.3583 | 499.6682 | 7.0182 | 7.2093
42 | 546.5295 | 350 | 284.5 | 634.5 | 0.2 | 126.9 | 507.6 | 262.0295 | 769.6295 | 500.2652 | 7.0174 | 7.2089
43 | 545.616 | 350 | 284 | 634 | 0.2 | 126.8 | 507.2 | 261.616 | 768.816 | 500.0093 | 7.0169 | 7.2085
44 | 544.7176 | 350 | 283.5 | 633.5 | 0.2 | 126.7 | 506.8 | 261.2176 | 768.0176 | 499.7717 | 7.0165 | 7.2081
45 | 543.8364 | 350 | 282.5 | 632.5 | 0.2 | 126.5 | 506 | 261.3364 | 767.3364 | 500.4295 | 7.0156 | 7.2078
46 | 542.9741 | 350 | 282 | 632 | 0.2 | 126.4 | 505.6 | 260.9741 | 766.5741 | 500.2367 | 7.0151 | 7.2074
47 | 542.1295 | 350 | 281.5 | 631.5 | 0.2 | 126.3 | 505.2 | 260.6295 | 765.8295 | 500.0654 | 7.0147 | 7.2071
48 | 541.3012 | 350 | 281 | 631 | 0.2 | 126.2 | 504.8 | 260.3012 | 765.1012 | 499.914 | 7.0142 | 7.2067
49 | 540.4899 | 350 | 280.5 | 630.5 | 0.2 | 126.1 | 504.4 | 259.9899 | 764.3899 | 499.7834 | 7.0138 | 7.2064
50 | 539.6961 | 350 | 280 | 630 | 0.2 | 126 | 504 | 259.6961 | 763.6961 | 499.6743 | 7.0133 | 7.206
51 | 538.9178 | 350 | 279.5 | 629.5 | 0.2 | 125.9 | 503.6 | 259.4178 | 763.0178 | 499.5844 | 7.0129 | 7.2057
52 | 538.1534 | 350 | 279 | 629 | 0.2 | 125.8 | 503.2 | 259.1534 | 762.3534 | 499.5116 | 7.0124 | 7.2054
53 | 537.4032 | 350 | 278 | 628 | 0.2 | 125.6 | 502.4 | 259.4032 | 761.8032 | 500.3374 | 7.0115 | 7.2051
54 | 536.6676 | 350 | 277.5 | 627.5 | 0.2 | 125.5 | 502 | 259.1676 | 761.1676 | 500.3011 | 7.0111 | 7.2048
55 | 535.9451 | 350 | 277 | 627 | 0.2 | 125.4 | 501.6 | 258.9451 | 760.5451 | 500.2812 | 7.0106 | 7.2045
56 | 535.2344 | 350 | 276.5 | 626.5 | 0.2 | 125.3 | 501.2 | 258.7344 | 759.9344 | 500.276 | 7.0102 | 7.2042
57 | 534.5363 | 350 | 276 | 626 | 0.2 | 125.2 | 500.8 | 258.5363 | 759.3363 | 500.2864 | 7.0097 | 7.2039
58 | 533.8516 | 350 | 275.5 | 625.5 | 0.2 | 125.1 | 500.4 | 258.3516 | 758.7516 | 500.3138 | 7.0093 | 7.2036
59 | 533.1795 | 350 | 275 | 625 | 0.2 | 125 | 500 | 258.1795 | 758.1795 | 500.3568 | 7.0088 | 7.2033
60 | 532.5189 | 350 | 274.5 | 624.5 | 0.2 | 124.9 | 499.6 | 258.0189 | 757.6189 | 500.4144 | 7.0083 | 7.203
61 | 531.871 | 350 | 274 | 624 | 0.2 | 124.8 | 499.2 | 257.871 | 757.071 | 500.488 | 7.0079 | 7.2028
62 | 527.3972 | 350 | 271 | 621 | 0.2 | 124.2 | 496.8 | 256.3972 | 753.1972 | 500.193 | 7.0051 | 7.2008
63-100 | 525 | 350 | 269.5 | 619.5 | 0.2 | 123.9 | 495.6 | 255.5 | 751.1 | 499.8416 | 7.0037 | 7.1998
64 | 525 | 350 | 269.5 | 619.5 | 0.2 | 123.9 | 495.6 | 255.5 | 751.1 | 499.8416 | 7.0037 | 7.1998
65 | 525 | 350 | 269.5 | 619.5 | 0.2 | 123.9 | 495.6 | 255.5 | 751.1 | 499.8416 | 7.0037 | 7.1998
66 | 525 | 350 | 269.5 | 619.5 | 0.2 | 123.9 | 495.6 | 255.5 | 751.1 | 499.8416 | 7.0037 | 7.1998
67 | 525 | 350 | 269.5 | 619.5 | 0.2 | 123.9 | 495.6 | 255.5 | 751.1 | 499.8416 | 7.0037 | 7.1998
68 | 525 | 350 | 269.5 | 619.5 | 0.2 | 123.9 | 495.6 | 255.5 | 751.1 | 499.8416 | 7.0037 | 7.1998
69 | 525 | 350 | 269.5 | 619.5 | 0.2 | 123.9 | 495.6 | 255.5 | 751.1 | 499.8416 | 7.0037 | 7.1998
70 | 525 | 350 | 269.5 | 619.5 | 0.2 | 123.9 | 495.6 | 255.5 | 751.1 | 499.8416 | 7.0037 | 7.1998
71 | 525 | 350 | 269.5 | 619.5 | 0.2 | 123.9 | 495.6 | 255.5 | 751.1 | 499.8416 | 7.0037 | 7.1998
72 | 525 | 350 | 269.5 | 619.5 | 0.2 | 123.9 | 495.6 | 255.5 | 751.1 | 499.8416 | 7.0037 | 7.1998
73 | 525 | 350 | 269.5 | 619.5 | 0.2 | 123.9 | 495.6 | 255.5 | 751.1 | 499.8416 | 7.0037 | 7.1998
74 | 525 | 350 | 269.5 | 619.5 | 0.2 | 123.9 | 495.6 | 255.5 | 751.1 | 499.8416 | 7.0037 | 7.1998
75 | 525 | 350 | 269.5 | 619.5 | 0.2 | 123.9 | 495.6 | 255.5 | 751.1 | 499.8416 | 7.0037 | 7.1998
76 | 525 | 350 | 269.5 | 619.5 | 0.2 | 123.9 | 495.6 | 255.5 | 751.1 | 499.8416 | 7.0037 | 7.1998
77 | 525 | 350 | 269.5 | 619.5 | 0.2 | 123.9 | 495.6 | 255.5 | 751.1 | 499.8416 | 7.0037 | 7.1998
78 | 525 | 350 | 269.5 | 619.5 | 0.2 | 123.9 | 495.6 | 255.5 | 751.1 | 499.8416 | 7.0037 | 7.1998
79 | 525 | 350 | 269.5 | 619.5 | 0.2 | 123.9 | 495.6 | 255.5 | 751.1 | 499.8416 | 7.0037 | 7.1998
80 | 525 | 350 | 269.5 | 619.5 | 0.2 | 123.9 | 495.6 | 255.5 | 751.1 | 499.8416 | 7.0037 | 7.1998
81 | 525 | 350 | 269.5 | 619.5 | 0.2 | 123.9 | 495.6 | 255.5 | 751.1 | 499.8416 | 7.0037 | 7.1998
82 | 525 | 350 | 269.5 | 619.5 | 0.2 | 123.9 | 495.6 | 255.5 | 751.1 | 499.8416 | 7.0037 | 7.1998
83 | 525 | 350 | 269.5 | 619.5 | 0.2 | 123.9 | 495.6 | 255.5 | 751.1 | 499.8416 | 7.0037 | 7.1998
84 | 525 | 350 | 269.5 | 619.5 | 0.2 | 123.9 | 495.6 | 255.5 | 751.1 | 499.8416 | 7.0037 | 7.1998
85 | 525 | 350 | 269.5 | 619.5 | 0.2 | 123.9 | 495.6 | 255.5 | 751.1 | 499.8416 | 7.0037 | 7.1998
86 | 525 | 350 | 269.5 | 619.5 | 0.2 | 123.9 | 495.6 | 255.5 | 751.1 | 499.8416 | 7.0037 | 7.1998
87 | 525 | 350 | 269.5 | 619.5 | 0.2 | 123.9 | 495.6 | 255.5 | 751.1 | 499.8416 | 7.0037 | 7.1998
88 | 525 | 350 | 269.5 | 619.5 | 0.2 | 123.9 | 495.6 | 255.5 | 751.1 | 499.8416 | 7.0037 | 7.1998
89 | 525 | 350 | 269.5 | 619.5 | 0.2 | 123.9 | 495.6 | 255.5 | 751.1 | 499.8416 | 7.0037 | 7.1998
90 | 525 | 350 | 269.5 | 619.5 | 0.2 | 123.9 | 495.6 | 255.5 | 751.1 | 499.8416 | 7.0037 | 7.1998
91 | 525 | 350 | 269.5 | 619.5 | 0.2 | 123.9 | 495.6 | 255.5 | 751.1 | 499.8416 | 7.0037 | 7.1998
92 | 525 | 350 | 269.5 | 619.5 | 0.2 | 123.9 | 495.6 | 255.5 | 751.1 | 499.8416 | 7.0037 | 7.1998
93 | 525 | 350 | 269.5 | 619.5 | 0.2 | 123.9 | 495.6 | 255.5 | 751.1 | 499.8416 | 7.0037 | 7.1998
94 | 525 | 350 | 269.5 | 619.5 | 0.2 | 123.9 | 495.6 | 255.5 | 751.1 | 499.8416 | 7.0037 | 7.1998
95 | 525 | 350 | 269.5 | 619.5 | 0.2 | 123.9 | 495.6 | 255.5 | 751.1 | 499.8416 | 7.0037 | 7.1998
96 | 525 | 350 | 269.5 | 619.5 | 0.2 | 123.9 | 495.6 | 255.5 | 751.1 | 499.8416 | 7.0037 | 7.1998
97 | 525 | 350 | 269.5 | 619.5 | 0.2 | 123.9 | 495.6 | 255.5 | 751.1 | 499.8416 | 7.0037 | 7.1998
98 | 525 | 350 | 269.5 | 619.5 | 0.2 | 123.9 | 495.6 | 255.5 | 751.1 | 499.8416 | 7.0037 | 7.1998
99 | 525 | 350 | 269.5 | 619.5 | 0.2 | 123.9 | 495.6 | 255.5 | 751.1 | 499.8416 | 7.0037 | 7.1998
100 | 525 | 350 | 269.5 | 619.5 | 0.2 | 123.9 | 495.6 | 255.5 | 751.1 | 500 | 7.0037 | 7.1998

## Table 7 WTP Sulfate Balance
| Sulfate Sources |  | RO Sulfate |  |  | Effluent Sulfate
| SMA Sulfate | NMA Interceptor Well Sulfate | Feed | Permeate | Brine Sulfate | SMA Bypass | Total
Year | (mg/L) | (mg/L) | (mg/L) | (mg/L) | (mg/L) | (mg/L) | (mg/L)
6 | 1450 | 1571 | 1488.8532 | 10 | 7404.2661 | 1450 | 499.6767
7 | 1450 | 1571 | 1490.5263 | 10 | 7412.6316 | 1450 | 500.3947
8 | 1450 | 1571 | 1492.1813 | 10 | 7420.9064 | 1450 | 499.6702
9 | 1450 | 1571 | 1493.9088 | 10 | 7429.5438 | 1450 | 500.0578
10 | 1450 | 1571 | 1495.6358 | 10 | 7438.1789 | 1450 | 499.7125
11 | 1450 | 1571 | 1497.4244 | 10 | 7447.1221 | 1450 | 500.1818
12 | 1450 | 1571 | 1499.2156 | 10 | 7456.0779 | 1450 | 500.0571
13 | 1450 | 1571 | 1501.0241 | 10 | 7465.1205 | 1450 | 499.7379
14 | 1450 | 1571 | 1502.8714 | 10 | 7474.3571 | 1450 | 499.7081
15 | 1450 | 1571 | 1504.7511 | 10 | 7483.7557 | 1450 | 499.8115
16 | 1450 | 1571 | 1506.6555 | 10 | 7493.2776 | 1450 | 499.9152
17 | 1450 | 1571 | 1508.5754 | 10 | 7502.8769 | 1450 | 499.8458
18 | 1450 | 1571 | 1510.5432 | 10 | 7512.7162 | 1450 | 500.2411
19 | 1450 | 1571 | 1512.5092 | 10 | 7522.5461 | 1450 | 500.1901
20 | 1450 | 1571 | 1514.4597 | 10 | 7532.2983 | 1450 | 499.5163
21 | 1450 | 1571 | 1515.1038 | 10 | 7535.5188 | 1450 | 500.3431
22 | 1450 | 1571 | 1515.1538 | 10 | 7535.7692 | 1450 | 499.5784
23 | 1450 | 1571 | 1515.2542 | 10 | 7536.2712 | 1450 | 499.739
24 | 1450 | 1571 | 1515.3549 | 10 | 7536.7747 | 1450 | 499.9548
25 | 1450 | 1571 | 1515.456 | 10 | 7537.2798 | 1450 | 500.2137
26 | 1450 | 1571 | 1515.5066 | 10 | 7537.5329 | 1450 | 499.6505
27 | 1450 | 1571 | 1515.6081 | 10 | 7538.0403 | 1450 | 499.9667
28 | 1450 | 1571 | 1515.7099 | 10 | 7538.5493 | 1450 | 500.3005
29 | 1450 | 1571 | 1515.7609 | 10 | 7538.8043 | 1450 | 499.7922
30 | 1450 | 1571 | 1515.8631 | 10 | 7539.3157 | 1450 | 500.1618
31 | 1450 | 1571 | 1515.9144 | 10 | 7539.572 | 1450 | 499.6901
32 | 1450 | 1571 | 1516.0171 | 10 | 7540.0857 | 1450 | 500.1016
33 | 1450 | 1571 | 1516.0686 | 10 | 7540.3432 | 1450 | 499.6799
34 | 1450 | 1571 | 1516.1719 | 10 | 7540.8594 | 1450 | 500.1598
35 | 1450 | 1571 | 1516.2236 | 10 | 7541.1181 | 1450 | 499.8174
36 | 1450 | 1571 | 1516.3273 | 10 | 7541.6366 | 1450 | 500.3586
37 | 1450 | 1571 | 1516.3793 | 10 | 7541.8966 | 1450 | 500.0334
38 | 1450 | 1571 | 1516.4314 | 10 | 7542.1569 | 1450 | 499.7121
39 | 1450 | 1571 | 1516.5357 | 10 | 7542.6787 | 1450 | 500.2663
40 | 1450 | 1571 | 1516.5881 | 10 | 7542.9403 | 1450 | 499.9606
41 | 1450 | 1571 | 1516.6404 | 10 | 7543.2022 | 1450 | 499.6682
42 | 1450 | 1571 | 1516.7455 | 10 | 7543.7273 | 1450 | 500.2652
43 | 1450 | 1571 | 1516.7981 | 10 | 7543.9905 | 1450 | 500.0093
44 | 1450 | 1571 | 1516.8508 | 10 | 7544.2541 | 1450 | 499.7717
45 | 1450 | 1571 | 1516.9565 | 10 | 7544.7826 | 1450 | 500.4295
46 | 1450 | 1571 | 1517.0095 | 10 | 7545.0475 | 1450 | 500.2367
47 | 1450 | 1571 | 1517.0625 | 10 | 7545.3127 | 1450 | 500.0654
48 | 1450 | 1571 | 1517.1157 | 10 | 7545.5784 | 1450 | 499.914
49 | 1450 | 1571 | 1517.1689 | 10 | 7545.8446 | 1450 | 499.7834
50 | 1450 | 1571 | 1517.2222 | 10 | 7546.1111 | 1450 | 499.6743
51 | 1450 | 1571 | 1517.2756 | 10 | 7546.3781 | 1450 | 499.5844
52 | 1450 | 1571 | 1517.3291 | 10 | 7546.6455 | 1450 | 499.5116
53 | 1450 | 1571 | 1517.4363 | 10 | 7547.1815 | 1450 | 500.3374
54 | 1450 | 1571 | 1517.49 | 10 | 7547.4502 | 1450 | 500.3011
55 | 1450 | 1571 | 1517.5439 | 10 | 7547.7193 | 1450 | 500.2812
56 | 1450 | 1571 | 1517.5978 | 10 | 7547.9888 | 1450 | 500.276
57 | 1450 | 1571 | 1517.6518 | 10 | 7548.2588 | 1450 | 500.2864
58 | 1450 | 1571 | 1517.7058 | 10 | 7548.5292 | 1450 | 500.3138
59 | 1450 | 1571 | 1517.76 | 10 | 7548.8 | 1450 | 500.3568
60 | 1450 | 1571 | 1517.8143 | 10 | 7549.0713 | 1450 | 500.4144
61 | 1450 | 1571 | 1517.8686 | 10 | 7549.3429 | 1450 | 500.488
62 | 1450 | 1571 | 1518.1965 | 10 | 7550.9823 | 1450 | 500.193
63-100 | 1450 | 1571 | 1518.3616 | 10 | 7551.8079 | 1450 | 499.8416
64 | 1450 | 1571 | 1518.3616 | 10 | 7551.8079 | 1450 | 499.8416
65 | 1450 | 1571 | 1518.3616 | 10 | 7551.8079 | 1450 | 499.8416
66 | 1450 | 1571 | 1518.3616 | 10 | 7551.8079 | 1450 | 499.8416
67 | 1450 | 1571 | 1518.3616 | 10 | 7551.8079 | 1450 | 499.8416
68 | 1450 | 1571 | 1518.3616 | 10 | 7551.8079 | 1450 | 499.8416
69 | 1450 | 1571 | 1518.3616 | 10 | 7551.8079 | 1450 | 499.8416
70 | 1450 | 1571 | 1518.3616 | 10 | 7551.8079 | 1450 | 499.8416
71 | 1450 | 1571 | 1518.3616 | 10 | 7551.8079 | 1450 | 499.8416
72 | 1450 | 1571 | 1518.3616 | 10 | 7551.8079 | 1450 | 499.8416
73 | 1450 | 1571 | 1518.3616 | 10 | 7551.8079 | 1450 | 499.8416
74 | 1450 | 1571 | 1518.3616 | 10 | 7551.8079 | 1450 | 499.8416
75 | 1450 | 1571 | 1518.3616 | 10 | 7551.8079 | 1450 | 499.8416
76 | 1450 | 1571 | 1518.3616 | 10 | 7551.8079 | 1450 | 499.8416
77 | 1450 | 1571 | 1518.3616 | 10 | 7551.8079 | 1450 | 499.8416
78 | 1450 | 1571 | 1518.3616 | 10 | 7551.8079 | 1450 | 499.8416
79 | 1450 | 1571 | 1518.3616 | 10 | 7551.8079 | 1450 | 499.8416
80 | 1450 | 1571 | 1518.3616 | 10 | 7551.8079 | 1450 | 499.8416
81 | 1450 | 1571 | 1518.3616 | 10 | 7551.8079 | 1450 | 499.8416
82 | 1450 | 1571 | 1518.3616 | 10 | 7551.8079 | 1450 | 499.8416
83 | 1450 | 1571 | 1518.3616 | 10 | 7551.8079 | 1450 | 499.8416
84 | 1450 | 1571 | 1518.3616 | 10 | 7551.8079 | 1450 | 499.8416
85 | 1450 | 1571 | 1518.3616 | 10 | 7551.8079 | 1450 | 499.8416
86 | 1450 | 1571 | 1518.3616 | 10 | 7551.8079 | 1450 | 499.8416
87 | 1450 | 1571 | 1518.3616 | 10 | 7551.8079 | 1450 | 499.8416
88 | 1450 | 1571 | 1518.3616 | 10 | 7551.8079 | 1450 | 499.8416
89 | 1450 | 1571 | 1518.3616 | 10 | 7551.8079 | 1450 | 499.8416
90 | 1450 | 1571 | 1518.3616 | 10 | 7551.8079 | 1450 | 499.8416
91 | 1450 | 1571 | 1518.3616 | 10 | 7551.8079 | 1450 | 499.8416
92 | 1450 | 1571 | 1518.3616 | 10 | 7551.8079 | 1450 | 499.8416
93 | 1450 | 1571 | 1518.3616 | 10 | 7551.8079 | 1450 | 499.8416
94 | 1450 | 1571 | 1518.3616 | 10 | 7551.8079 | 1450 | 499.8416
95 | 1450 | 1571 | 1518.3616 | 10 | 7551.8079 | 1450 | 499.8416
96 | 1450 | 1571 | 1518.3616 | 10 | 7551.8079 | 1450 | 499.8416
97 | 1450 | 1571 | 1518.3616 | 10 | 7551.8079 | 1450 | 499.8416
98 | 1450 | 1571 | 1518.3616 | 10 | 7551.8079 | 1450 | 499.8416
99 | 1450 | 1571 | 1518.3616 | 10 | 7551.8079 | 1450 | 499.8416
100 | 1450 | 1571 | 1518.3616 | 11 | 7547.8079 | 1450 | 500

## Table 8 Salt Balance
| Facilities | [5 empty] | Interceptor Systems |  |  |  | Waste Rock Stockpile Runoff | [7 empty] | Stockpile Seepage | [5 empty] | RO |  | Enhanced Evaporation
| Ivanhoe Concentrator Runoff | SX/EW Runoff | Chino Main Office Buildings |  | SX/EW Runoff | SX/EW Runoff | Santa Rita Groundwater Inflow |  | West and Kessel Interceptor wells |  | West Side of West Stockpile Runoff |  | Northeast Waste Rock Pile Runoff |  | Southwest Lampbright Waste Rock Pile Runoff |  | Kessel Stockpile Runoff |  | East Side of West Leach Stockpile Seepage |  | South Leach Stockpile Seepage |  | North, Main, and South Lampbright Leach Seepage |  | Brine |  | Total Dissolved Concentration of Feed | Mass of Salt | Volume of Salt
Year | (mg/L) | (mg/min) | (mg/L) | (mg/min) | (mg/L) | (mg/min) | (mg/L) | (mg/min) | (mg/L) | (mg/min) | (mg/L) | (mg/min) | (mg/L) | (mg/min) | (mg/L) | (mg/min) | (mg/L) | (mg/min) | (mg/L) | (mg/min) | (mg/L) | (mg/min) | (mg/L) | (mg/min) | (mg/L) | (mg/min) | (mg/L) | (tons/year) | (yds^3/year @ 77 lbs/ft^3)
6 | 2400 | 163677.7722 | 2400 | 138727.9712 | 2400 | 171640.4746 | 2402 | 163665.9868 | 1492.5 | 48870.1163 | 47950 | 6241619.7244 | 47950 | 2383818.6101 | 47950 | 1915697.1308 | 47950 | 4081059.0506 | 199667 | 4998177.1297 | 199667 | 62877068.2911 | 199667 | 99963.5426 | 7404.2661 | 1614130 | 97809.7069 | 49182.5435 | 94627.3084
7 | 2400 | 163677.7722 | 2400 | 138727.9712 | 2400 | 171640.4746 | 2402 | 163665.9868 | 1492.5 | 48870.1163 | 47950 | 6241619.7244 | 47950 | 2383818.6101 | 47950 | 1915697.1308 | 47950 | 4081059.0506 | 199667 | 4998177.1297 | 199667 | 42984323.3151 | 199667 | 7721793.1827 | 7412.6316 | 1549240 | 87215.6024 | 42036.2568 | 80877.8389 | Salt Storage
8 | 2400 | 163677.7722 | 2400 | 138727.9712 | 2400 | 171640.4746 | 2402 | 163665.9868 | 1492.5 | 48870.1163 | 47950 | 6241619.7244 | 47950 | 2383818.6101 | 47950 | 1915697.1308 | 47950 | 4081059.0506 | 199667 | 4998177.1297 | 199667 | 22991614.7964 | 199667 | 7721793.1827 | 7420.9064 | 1490118 | 65778.8257 | 30419.9798 | 58528.0996 | 72 | acres available
9 | 2400 | 163677.7722 | 2400 | 138727.9712 | 2400 | 171640.4746 | 2402 | 163665.9868 | 1492.5 | 48870.1163 | 47950 | 6241619.7244 | 47950 | 2383818.6101 | 47950 | 1915697.1308 | 47950 | 4081059.0506 | 199667 | 4998177.1297 | 199667 | 2998906.2778 | 199667 | 7721793.1827 | 7429.5438 | 1433159 | 42390.9904 | 18804.9559 | 36180.7713 | 1613.3 | yd^3/acft
10 | 2400 | 163677.7722 | 2400 | 138727.9712 | 2400 | 171640.4746 | 2402 | 163665.9868 | 1492.5 | 48870.1163 | 47950 | 6241619.7244 | 47950 | 2383818.6101 | 47950 | 1915697.1308 | 47950 | 632976.7599 | 199667 | 4998177.1297 | 199667 | 6140338.7003 | 199667 | 7721793.1827 | 7438.1789 | 1380526 | 43591.5955 | 18596.8188 | 35780.3151 | 2497099.4619 | yd^3 needing disposal in 100 years
11 | 2400 | 163677.7722 | 2400 | 138727.9712 | 2400 | 171640.4746 | 2402 | 163665.9868 | 1492.5 | 48870.1163 | 47950 | 6241619.7244 | 47950 | 232794.7861 | 47950 | 187079.7979 | 47950 | 632976.7599 | 199667 | 4998177.1297 | 199667 | 6140338.7003 | 199667 | 7721793.1827 | 7447.1221 | 1330056 | 39808.3924 | 16320.0561 | 31399.8193 | 1547.8209 | acft needing disposal at 1' depth
12 | 2400 | 163677.7722 | 2400 | 138727.9712 | 2400 | 171640.4746 | 2402 | 163665.9868 | 1492.5 | 48870.1163 | 47950 | 5569445.2925 | 47950 | 232794.7861 | 47950 | 187079.7979 | 47950 | 632976.7599 | 199667 | 4998177.1297 | 199667 | 6140338.7003 | 199667 | 7721793.1827 | 7456.0779 | 1283191 | 40263.845 | 15903.5075 | 30598.3791 | 21.4975 | foot of depth required inacres
13 | 2400 | 163677.7722 | 2400 | 138727.9712 | 2400 | 171640.4746 | 2402 | 163665.9868 | 1492.5 | 48870.1163 | 47950 | 768199.3507 | 47950 | 232794.7861 | 47950 | 187079.7979 | 47950 | 632976.7599 | 199667 | 4998177.1297 | 199667 | 6140338.7003 | 199667 | 7721793.1827 | 7465.1205 | 1239210 | 34450.3885 | 13096.6068 | 25197.8966
14 | 2400 | 164562.5169 | 2400 | 12386.426 | 2400 | 0 | 2402 | 163665.9868 | 1492.5 | 48870.1163 | 47950 | 609533.1762 | 47950 | 232794.7861 | 47950 | 187079.7979 | 47950 | 632976.7599 | 199667 | 4998177.1297 | 199667 | 6140338.7003 | 199667 | 7721793.1827 | 7474.3571 | 1197392 | 35025.2473 | 12808.3516 | 24643.2931 | 26285.2575 | yd^3/year average
15 | 2400 | 0 | 2400 | 0 | 2400 | 0 | 2402 | 163665.9868 | 1492.5 | 48870.1163 | 47950 | 609533.1762 | 47950 | 232794.7861 | 47950 | 187079.7979 | 47950 | 632976.7599 | 199667 | 4998177.1297 | 199667 | 6140338.7003 | 199667 | 7721793.1827 | 7483.7557 | 1157737 | 35977.967 | 12682.8702 | 24401.8667
16 | 2400 | 0 | 2400 | 0 | 2400 | 0 | 2402 | 163665.9868 | 1492.5 | 48870.1163 | 47950 | 609533.1762 | 47950 | 232794.7861 | 47950 | 187079.7979 | 47950 | 632976.7599 | 199667 | 4998177.1297 | 199667 | 6140338.7003 | 199667 | 7721793.1827 | 7493.2776 | 1120245 | 37142.1863 | 12661.1506 | 24360.0782 | 485' X 485' X 3' Deep for one year average
17 | 2400 | 0 | 2400 | 0 | 2400 | 0 | 2402 | 163665.9868 | 1492.5 | 48870.1163 | 47950 | 609533.1762 | 47950 | 232794.7861 | 47950 | 187079.7979 | 47950 | 632976.7599 | 199667 | 4998177.1297 | 199667 | 6140338.7003 | 199667 | 7721793.1827 | 7502.8769 | 1084916 | 38314.3808 | 12640.6841 | 24320.7005
18 | 2400 | 0 | 2400 | 0 | 2400 | 0 | 2402 | 163665.9868 | 1492.5 | 48870.1163 | 47950 | 609533.1762 | 47950 | 232794.7861 | 47950 | 187079.7979 | 47950 | 632976.7599 | 199667 | 4998177.1297 | 199667 | 6140338.7003 | 199667 | 7721793.1827 | 7512.7162 | 1051029 | 39514.3395 | 12621.0529 | 24282.9301 | 56 | acres remaining after 95 years with no cover
19 | 2400 | 0 | 2400 | 0 | 2400 | 0 | 2402 | 163665.9868 | 1492.5 | 48870.1163 | 47950 | 609533.1762 | 47950 | 232794.7861 | 47950 | 187079.7979 | 47950 | 632976.7599 | 199667 | 4998177.1297 | 199667 | 6140338.7003 | 199667 | 7721793.1827 | 7522.5461 | 1019305 | 40711.5906 | 12602.6748 | 24247.5706
20 | 2400 | 0 | 2400 | 0 | 2400 | 0 | 2402 | 163665.9868 | 1492.5 | 48870.1163 | 47950 | 609533.1762 | 47950 | 232794.7861 | 47950 | 187079.7979 | 47950 | 632976.7599 | 199667 | 4998177.1297 | 199667 | 6140338.7003 | 199667 | 7721793.1827 | 7532.2983 | 989744 | 41897.8421 | 12585.5498 | 24214.622 | with the largest wheel tractor-scraper at 55 yd^3
21 | 2400 | 0 | 2400 | 0 | 2400 | 0 | 2402 | 163665.9868 | 1492.5 | 48870.1163 | 47950 | 609533.1762 | 47950 | 232794.7861 | 47950 | 187079.7979 | 47950 | 632976.7599 | 199667 | 4998177.1297 | 199667 | 6140338.7003 | 199667 | 7721793.1827 | 7535.5188 | 980371 | 42289.2468 | 12580.1199 | 24204.1748 | 477.9138 | trips per year
22 | 2400 | 0 | 2400 | 0 | 2400 | 0 | 2402 | 163665.9868 | 1492.5 | 48870.1163 | 47950 | 609533.1762 | 47950 | 232794.7861 | 47950 | 187079.7979 | 47950 | 632976.7599 | 199667 | 4998177.1297 | 199667 | 6140338.7003 | 199667 | 7721793.1827 | 7535.7692 | 979650 | 42319.6721 | 12579.7022 | 24203.3712 | 119.4784 | days at 4 trips per day
23 | 2400 | 0 | 2400 | 0 | 2400 | 0 | 2402 | 163665.9868 | 1492.5 | 48870.1163 | 47950 | 609533.1762 | 47950 | 232794.7861 | 47950 | 187079.7979 | 47950 | 632976.7599 | 199667 | 4998177.1297 | 199667 | 6140338.7003 | 199667 | 7721793.1827 | 7536.2712 | 978208 | 42380.6604 | 12578.8668 | 24201.764 | 0.32734 | percent of a year
24 | 2400 | 0 | 2400 | 0 | 2400 | 0 | 2402 | 163665.9868 | 1492.5 | 48870.1163 | 47950 | 609533.1762 | 47950 | 232794.7861 | 47950 | 187079.7979 | 47950 | 632976.7599 | 199667 | 4998177.1297 | 199667 | 6140338.7003 | 199667 | 7721793.1827 | 7536.7747 | 976766 | 42441.8328 | 12578.0315 | 24200.1567 | 23.8957 | weeks of hauling per year
25 | 2400 | 0 | 2400 | 0 | 2400 | 0 | 2402 | 163665.9868 | 1492.5 | 48870.1163 | 47950 | 609533.1762 | 47950 | 232794.7861 | 47950 | 187079.7979 | 47950 | 632976.7599 | 199667 | 4998177.1297 | 199667 | 6140338.7003 | 199667 | 7721793.1827 | 7537.2798 | 975324 | 42503.1902 | 12577.1961 | 24198.5495
26 | 2400 | 0 | 2400 | 0 | 2400 | 0 | 2402 | 163665.9868 | 1492.5 | 48870.1163 | 47950 | 609533.1762 | 47950 | 232794.7861 | 47950 | 187079.7979 | 47950 | 632976.7599 | 199667 | 4998177.1297 | 199667 | 6140338.7003 | 199667 | 7721793.1827 | 7537.5329 | 974603 | 42533.9386 | 12576.7784 | 24197.7458
27 | 2400 | 0 | 2400 | 0 | 2400 | 0 | 2402 | 163665.9868 | 1492.5 | 48870.1163 | 47950 | 609533.1762 | 47950 | 232794.7861 | 47950 | 187079.7979 | 47950 | 632976.7599 | 199667 | 4998177.1297 | 199667 | 6140338.7003 | 199667 | 7721793.1827 | 7538.0403 | 973161 | 42595.5751 | 12575.943 | 24196.1386
28 | 2400 | 0 | 2400 | 0 | 2400 | 0 | 2402 | 163665.9868 | 1492.5 | 48870.1163 | 47950 | 609533.1762 | 47950 | 232794.7861 | 47950 | 187079.7979 | 47950 | 632976.7599 | 199667 | 4998177.1297 | 199667 | 6140338.7003 | 199667 | 7721793.1827 | 7538.5493 | 971719 | 42657.3988 | 12575.1077 | 24194.5313
29 | 2400 | 0 | 2400 | 0 | 2400 | 0 | 2402 | 163665.9868 | 1492.5 | 48870.1163 | 47950 | 609533.1762 | 47950 | 232794.7861 | 47950 | 187079.7979 | 47950 | 632976.7599 | 199667 | 4998177.1297 | 199667 | 6140338.7003 | 199667 | 7721793.1827 | 7538.8043 | 970998 | 42688.381 | 12574.69 | 24193.7277
30 | 2400 | 0 | 2400 | 0 | 2400 | 0 | 2402 | 163665.9868 | 1492.5 | 48870.1163 | 47950 | 609533.1762 | 47950 | 232794.7861 | 47950 | 187079.7979 | 47950 | 632976.7599 | 199667 | 4998177.1297 | 199667 | 6140338.7003 | 199667 | 7721793.1827 | 7539.3157 | 969556 | 42750.487 | 12573.8546 | 24192.1205
31 | 2400 | 0 | 2400 | 0 | 2400 | 0 | 2402 | 163665.9868 | 1492.5 | 48870.1163 | 47950 | 609533.1762 | 47950 | 232794.7861 | 47950 | 187079.7979 | 47950 | 632976.7599 | 199667 | 4998177.1297 | 199667 | 6140338.7003 | 199667 | 7721793.1827 | 7539.572 | 968835 | 42781.6109 | 12573.4369 | 24191.3168
32 | 2400 | 0 | 2400 | 0 | 2400 | 0 | 2402 | 163665.9868 | 1492.5 | 48870.1163 | 47950 | 609533.1762 | 47950 | 232794.7861 | 47950 | 187079.7979 | 47950 | 632976.7599 | 199667 | 4998177.1297 | 199667 | 6140338.7003 | 199667 | 7721793.1827 | 7540.0857 | 967393 | 42844.001 | 12572.6016 | 24189.7096
33 | 2400 | 0 | 2400 | 0 | 2400 | 0 | 2402 | 163665.9868 | 1492.5 | 48870.1163 | 47950 | 609533.1762 | 47950 | 232794.7861 | 47950 | 187079.7979 | 47950 | 632976.7599 | 199667 | 4998177.1297 | 199667 | 6140338.7003 | 199667 | 7721793.1827 | 7540.3432 | 966672 | 42875.2675 | 12572.1839 | 24188.906
34 | 2400 | 0 | 2400 | 0 | 2400 | 0 | 2402 | 163665.9868 | 1492.5 | 48870.1163 | 47950 | 609533.1762 | 47950 | 232794.7861 | 47950 | 187079.7979 | 47950 | 632976.7599 | 199667 | 4998177.1297 | 199667 | 6140338.7003 | 199667 | 7721793.1827 | 7540.8594 | 965230 | 42937.9438 | 12571.3485 | 24187.2987
35 | 2400 | 0 | 2400 | 0 | 2400 | 0 | 2402 | 163665.9868 | 1492.5 | 48870.1163 | 47950 | 609533.1762 | 47950 | 232794.7861 | 47950 | 187079.7979 | 47950 | 632976.7599 | 199667 | 4998177.1297 | 199667 | 6140338.7003 | 199667 | 7721793.1827 | 7541.1181 | 964509 | 42969.3539 | 12570.9308 | 24186.4951
36 | 2400 | 0 | 2400 | 0 | 2400 | 0 | 2402 | 163665.9868 | 1492.5 | 48870.1163 | 47950 | 609533.1762 | 47950 | 232794.7861 | 47950 | 187079.7979 | 47950 | 632976.7599 | 199667 | 4998177.1297 | 199667 | 6140338.7003 | 199667 | 7721793.1827 | 7541.6366 | 963067 | 43032.3184 | 12570.0954 | 24184.8878
37 | 2400 | 0 | 2400 | 0 | 2400 | 0 | 2402 | 163665.9868 | 1492.5 | 48870.1163 | 47950 | 609533.1762 | 47950 | 232794.7861 | 47950 | 187079.7979 | 47950 | 632976.7599 | 199667 | 4998177.1297 | 199667 | 6140338.7003 | 199667 | 7721793.1827 | 7541.8966 | 962346 | 43063.873 | 12569.6778 | 24184.0842
38 | 2400 | 0 | 2400 | 0 | 2400 | 0 | 2402 | 163665.9868 | 1492.5 | 48870.1163 | 47950 | 609533.1762 | 47950 | 232794.7861 | 47950 | 187079.7979 | 47950 | 632976.7599 | 199667 | 4998177.1297 | 199667 | 6140338.7003 | 199667 | 7721793.1827 | 7542.1569 | 961625 | 43095.4761 | 12569.2601 | 24183.2806
39 | 2400 | 0 | 2400 | 0 | 2400 | 0 | 2402 | 163665.9868 | 1492.5 | 48870.1163 | 47950 | 609533.1762 | 47950 | 232794.7861 | 47950 | 187079.7979 | 47950 | 632976.7599 | 199667 | 4998177.1297 | 199667 | 6140338.7003 | 199667 | 7721793.1827 | 7542.6787 | 960183 | 43158.8279 | 12568.4247 | 24181.6733
40 | 2400 | 0 | 2400 | 0 | 2400 | 0 | 2402 | 163665.9868 | 1492.5 | 48870.1163 | 47950 | 609533.1762 | 47950 | 232794.7861 | 47950 | 187079.7979 | 47950 | 632976.7599 | 199667 | 4998177.1297 | 199667 | 6140338.7003 | 199667 | 7721793.1827 | 7542.9403 | 959462 | 43190.5768 | 12568.007 | 24180.8697
41 | 2400 | 0 | 2400 | 0 | 2400 | 0 | 2402 | 163665.9868 | 1492.5 | 48870.1163 | 47950 | 609533.1762 | 47950 | 232794.7861 | 47950 | 187079.7979 | 47950 | 632976.7599 | 199667 | 4998177.1297 | 199667 | 6140338.7003 | 199667 | 7721793.1827 | 7543.2022 | 958741 | 43222.3746 | 12567.5893 | 24180.0661
42 | 2400 | 0 | 2400 | 0 | 2400 | 0 | 2402 | 163665.9868 | 1492.5 | 48870.1163 | 47950 | 609533.1762 | 47950 | 232794.7861 | 47950 | 187079.7979 | 47950 | 632976.7599 | 199667 | 4998177.1297 | 199667 | 6140338.7003 | 199667 | 7721793.1827 | 7543.7273 | 957299 | 43286.1173 | 12566.754 | 24178.4588
43 | 2400 | 0 | 2400 | 0 | 2400 | 0 | 2402 | 163665.9868 | 1492.5 | 48870.1163 | 47950 | 609533.1762 | 47950 | 232794.7861 | 47950 | 187079.7979 | 47950 | 632976.7599 | 199667 | 4998177.1297 | 199667 | 6140338.7003 | 199667 | 7721793.1827 | 7543.9905 | 956578 | 43318.0624 | 12566.3363 | 24177.6552
44 | 2400 | 0 | 2400 | 0 | 2400 | 0 | 2402 | 163665.9868 | 1492.5 | 48870.1163 | 47950 | 609533.1762 | 47950 | 232794.7861 | 47950 | 187079.7979 | 47950 | 632976.7599 | 199667 | 4998177.1297 | 199667 | 6140338.7003 | 199667 | 7721793.1827 | 7544.2541 | 955857 | 43350.0568 | 12565.9186 | 24176.8516
45 | 2400 | 0 | 2400 | 0 | 2400 | 0 | 2402 | 163665.9868 | 1492.5 | 48870.1163 | 47950 | 609533.1762 | 47950 | 232794.7861 | 47950 | 187079.7979 | 47950 | 632976.7599 | 199667 | 4998177.1297 | 199667 | 6140338.7003 | 199667 | 7721793.1827 | 7544.7826 | 954415 | 43414.194 | 12565.0832 | 24175.2443
46 | 2400 | 0 | 2400 | 0 | 2400 | 0 | 2402 | 163665.9868 | 1492.5 | 48870.1163 | 47950 | 609533.1762 | 47950 | 232794.7861 | 47950 | 187079.7979 | 47950 | 632976.7599 | 199667 | 4998177.1297 | 199667 | 6140338.7003 | 199667 | 7721793.1827 | 7545.0475 | 953694 | 43446.337 | 12564.6656 | 24174.4407
47 | 2400 | 0 | 2400 | 0 | 2400 | 0 | 2402 | 163665.9868 | 1492.5 | 48870.1163 | 47950 | 609533.1762 | 47950 | 232794.7861 | 47950 | 187079.7979 | 47950 | 632976.7599 | 199667 | 4998177.1297 | 199667 | 6140338.7003 | 199667 | 7721793.1827 | 7545.3127 | 952973 | 43478.5298 | 12564.2479 | 24173.6371
48 | 2400 | 0 | 2400 | 0 | 2400 | 0 | 2402 | 163665.9868 | 1492.5 | 48870.1163 | 47950 | 609533.1762 | 47950 | 232794.7861 | 47950 | 187079.7979 | 47950 | 632976.7599 | 199667 | 4998177.1297 | 199667 | 6140338.7003 | 199667 | 7721793.1827 | 7545.5784 | 952252 | 43510.7725 | 12563.8302 | 24172.8334
49 | 2400 | 0 | 2400 | 0 | 2400 | 0 | 2402 | 163665.9868 | 1492.5 | 48870.1163 | 47950 | 609533.1762 | 47950 | 232794.7861 | 47950 | 187079.7979 | 47950 | 632976.7599 | 199667 | 4998177.1297 | 199667 | 6140338.7003 | 199667 | 7721793.1827 | 7545.8446 | 951531 | 43543.0652 | 12563.4125 | 24172.0298
50 | 2400 | 0 | 2400 | 0 | 2400 | 0 | 2402 | 163665.9868 | 1492.5 | 48870.1163 | 47950 | 609533.1762 | 47950 | 232794.7861 | 47950 | 187079.7979 | 47950 | 632976.7599 | 199667 | 4998177.1297 | 199667 | 6140338.7003 | 199667 | 7721793.1827 | 7546.1111 | 950810 | 43575.408 | 12562.9948 | 24171.2262
51 | 2400 | 0 | 2400 | 0 | 2400 | 0 | 2402 | 163665.9868 | 1492.5 | 48870.1163 | 47950 | 609533.1762 | 47950 | 232794.7861 | 47950 | 187079.7979 | 47950 | 632976.7599 | 199667 | 4998177.1297 | 199667 | 6140338.7003 | 199667 | 7721793.1827 | 7546.3781 | 950089 | 43607.801 | 12562.5771 | 24170.4226
52 | 2400 | 0 | 2400 | 0 | 2400 | 0 | 2402 | 163665.9868 | 1492.5 | 48870.1163 | 47950 | 609533.1762 | 47950 | 232794.7861 | 47950 | 187079.7979 | 47950 | 632976.7599 | 199667 | 4998177.1297 | 199667 | 6140338.7003 | 199667 | 7721793.1827 | 7546.6455 | 949368 | 43640.2444 | 12562.1594 | 24169.6189
53 | 2400 | 0 | 2400 | 0 | 2400 | 0 | 2402 | 163665.9868 | 1492.5 | 48870.1163 | 47950 | 609533.1762 | 47950 | 232794.7861 | 47950 | 187079.7979 | 47950 | 632976.7599 | 199667 | 4998177.1297 | 199667 | 6140338.7003 | 199667 | 7721793.1827 | 7547.1815 | 947926 | 43705.2828 | 12561.3241 | 24168.0117
54 | 2400 | 0 | 2400 | 0 | 2400 | 0 | 2402 | 163665.9868 | 1492.5 | 48870.1163 | 47950 | 609533.1762 | 47950 | 232794.7861 | 47950 | 187079.7979 | 47950 | 632976.7599 | 199667 | 4998177.1297 | 199667 | 6140338.7003 | 199667 | 7721793.1827 | 7547.4502 | 947205 | 43737.8779 | 12560.9064 | 24167.2081
55 | 2400 | 0 | 2400 | 0 | 2400 | 0 | 2402 | 163665.9868 | 1492.5 | 48870.1163 | 47950 | 609533.1762 | 47950 | 232794.7861 | 47950 | 187079.7979 | 47950 | 632976.7599 | 199667 | 4998177.1297 | 199667 | 6140338.7003 | 199667 | 7721793.1827 | 7547.7193 | 946484 | 43770.5239 | 12560.4887 | 24166.4044
56 | 2400 | 0 | 2400 | 0 | 2400 | 0 | 2402 | 163665.9868 | 1492.5 | 48870.1163 | 47950 | 609533.1762 | 47950 | 232794.7861 | 47950 | 187079.7979 | 47950 | 632976.7599 | 199667 | 4998177.1297 | 199667 | 6140338.7003 | 199667 | 7721793.1827 | 7547.9888 | 945763 | 43803.2209 | 12560.071 | 24165.6008
57 | 2400 | 0 | 2400 | 0 | 2400 | 0 | 2402 | 163665.9868 | 1492.5 | 48870.1163 | 47950 | 609533.1762 | 47950 | 232794.7861 | 47950 | 187079.7979 | 47950 | 632976.7599 | 199667 | 4998177.1297 | 199667 | 6140338.7003 | 199667 | 7721793.1827 | 7548.2588 | 945042 | 43835.9689 | 12559.6533 | 24164.7972
58 | 2400 | 0 | 2400 | 0 | 2400 | 0 | 2402 | 163665.9868 | 1492.5 | 48870.1163 | 47950 | 609533.1762 | 47950 | 232794.7861 | 47950 | 187079.7979 | 47950 | 632976.7599 | 199667 | 4998177.1297 | 199667 | 6140338.7003 | 199667 | 7721793.1827 | 7548.5292 | 944321 | 43868.7681 | 12559.2357 | 24163.9936
59 | 2400 | 0 | 2400 | 0 | 2400 | 0 | 2402 | 163665.9868 | 1492.5 | 48870.1163 | 47950 | 609533.1762 | 47950 | 232794.7861 | 47950 | 187079.7979 | 47950 | 632976.7599 | 199667 | 4998177.1297 | 199667 | 6140338.7003 | 199667 | 7721793.1827 | 7548.8 | 943600 | 43901.6186 | 12558.818 | 24163.1899
60 | 2400 | 0 | 2400 | 0 | 2400 | 0 | 2402 | 163665.9868 | 1492.5 | 48870.1163 | 47950 | 609533.1762 | 47950 | 232794.7861 | 47950 | 187079.7979 | 47950 | 632976.7599 | 199667 | 4998177.1297 | 199667 | 6140338.7003 | 199667 | 7721793.1827 | 7549.0713 | 942879 | 43934.5205 | 12558.4003 | 24162.3863
61 | 2400 | 0 | 2400 | 0 | 2400 | 0 | 2402 | 163665.9868 | 1492.5 | 48870.1163 | 47950 | 609533.1762 | 47950 | 232794.7861 | 47950 | 187079.7979 | 47950 | 632976.7599 | 199667 | 4998177.1297 | 199667 | 6140338.7003 | 199667 | 7721793.1827 | 7549.3429 | 942158 | 43967.474 | 12557.9826 | 24161.5827
62 | 2400 | 0 | 2400 | 0 | 2400 | 0 | 2402 | 163665.9868 | 1492.5 | 48870.1163 | 47950 | 609533.1762 | 47950 | 232794.7861 | 47950 | 187079.7979 | 47950 | 632976.7599 | 199667 | 4998177.1297 | 199667 | 6140338.7003 | 199667 | 7721793.1827 | 7550.9823 | 937832 | 44166.2842 | 12555.4765 | 24156.7609
63 | 2400 | 0 | 2400 | 0 | 2400 | 0 | 2402 | 163665.9868 | 1492.5 | 48870.1163 | 47950 | 609533.1762 | 47950 | 232794.7861 | 47950 | 187079.7979 | 47950 | 632976.7599 | 199667 | 4998177.1297 | 199667 | 6140338.7003 | 199667 | 7721793.1827 | 7551.8079 | 935669 | 44266.3951 | 12554.2234 | 24154.3501
64 | 2400 | 0 | 2400 | 0 | 2400 | 0 | 2402 | 163665.9868 | 1492.5 | 48870.1163 | 47950 | 609533.1762 | 47950 | 232794.7861 | 47950 | 187079.7979 | 47950 | 632976.7599 | 199667 | 4998177.1297 | 199667 | 6140338.7003 | 199667 | 7721793.1827 | 7551.8079 | 935669 | 44266.3951 | 12554.2234 | 24154.3501
65 | 2400 | 0 | 2400 | 0 | 2400 | 0 | 2402 | 163665.9868 | 1492.5 | 48870.1163 | 47950 | 609533.1762 | 47950 | 232794.7861 | 47950 | 187079.7979 | 47950 | 632976.7599 | 199667 | 4998177.1297 | 199667 | 6140338.7003 | 199667 | 7721793.1827 | 7551.8079 | 935669 | 44266.3951 | 12554.2234 | 24154.3501
66 | 2400 | 0 | 2400 | 0 | 2400 | 0 | 2402 | 163665.9868 | 1492.5 | 48870.1163 | 47950 | 609533.1762 | 47950 | 232794.7861 | 47950 | 187079.7979 | 47950 | 632976.7599 | 199667 | 4998177.1297 | 199667 | 6140338.7003 | 199667 | 7721793.1827 | 7551.8079 | 935669 | 44266.3951 | 12554.2234 | 24154.3501
67 | 2400 | 0 | 2400 | 0 | 2400 | 0 | 2402 | 163665.9868 | 1492.5 | 48870.1163 | 47950 | 609533.1762 | 47950 | 232794.7861 | 47950 | 187079.7979 | 47950 | 632976.7599 | 199667 | 4998177.1297 | 199667 | 6140338.7003 | 199667 | 7721793.1827 | 7551.8079 | 935669 | 44266.3951 | 12554.2234 | 24154.3501
68 | 2400 | 0 | 2400 | 0 | 2400 | 0 | 2402 | 163665.9868 | 1492.5 | 48870.1163 | 47950 | 609533.1762 | 47950 | 232794.7861 | 47950 | 187079.7979 | 47950 | 632976.7599 | 199667 | 4998177.1297 | 199667 | 6140338.7003 | 199667 | 7721793.1827 | 7551.8079 | 935669 | 44266.3951 | 12554.2234 | 24154.3501
69 | 2400 | 0 | 2400 | 0 | 2400 | 0 | 2402 | 163665.9868 | 1492.5 | 48870.1163 | 47950 | 609533.1762 | 47950 | 232794.7861 | 47950 | 187079.7979 | 47950 | 632976.7599 | 199667 | 4998177.1297 | 199667 | 6140338.7003 | 199667 | 7721793.1827 | 7551.8079 | 935669 | 44266.3951 | 12554.2234 | 24154.3501
70 | 2400 | 0 | 2400 | 0 | 2400 | 0 | 2402 | 163665.9868 | 1492.5 | 48870.1163 | 47950 | 609533.1762 | 47950 | 232794.7861 | 47950 | 187079.7979 | 47950 | 632976.7599 | 199667 | 4998177.1297 | 199667 | 6140338.7003 | 199667 | 7721793.1827 | 7551.8079 | 935669 | 44266.3951 | 12554.2234 | 24154.3501
71 | 2400 | 0 | 2400 | 0 | 2400 | 0 | 2402 | 163665.9868 | 1492.5 | 48870.1163 | 47950 | 609533.1762 | 47950 | 232794.7861 | 47950 | 187079.7979 | 47950 | 632976.7599 | 199667 | 4998177.1297 | 199667 | 6140338.7003 | 199667 | 7721793.1827 | 7551.8079 | 935669 | 44266.3951 | 12554.2234 | 24154.3501
72 | 2400 | 0 | 2400 | 0 | 2400 | 0 | 2402 | 163665.9868 | 1492.5 | 48870.1163 | 47950 | 609533.1762 | 47950 | 232794.7861 | 47950 | 187079.7979 | 47950 | 632976.7599 | 199667 | 4998177.1297 | 199667 | 6140338.7003 | 199667 | 7721793.1827 | 7551.8079 | 935669 | 44266.3951 | 12554.2234 | 24154.3501
73 | 2400 | 0 | 2400 | 0 | 2400 | 0 | 2402 | 163665.9868 | 1492.5 | 48870.1163 | 47950 | 609533.1762 | 47950 | 232794.7861 | 47950 | 187079.7979 | 47950 | 632976.7599 | 199667 | 4998177.1297 | 199667 | 6140338.7003 | 199667 | 7721793.1827 | 7551.8079 | 935669 | 44266.3951 | 12554.2234 | 24154.3501
74 | 2400 | 0 | 2400 | 0 | 2400 | 0 | 2402 | 163665.9868 | 1492.5 | 48870.1163 | 47950 | 609533.1762 | 47950 | 232794.7861 | 47950 | 187079.7979 | 47950 | 632976.7599 | 199667 | 4998177.1297 | 199667 | 6140338.7003 | 199667 | 7721793.1827 | 7551.8079 | 935669 | 44266.3951 | 12554.2234 | 24154.3501
75 | 2400 | 0 | 2400 | 0 | 2400 | 0 | 2402 | 163665.9868 | 1492.5 | 48870.1163 | 47950 | 609533.1762 | 47950 | 232794.7861 | 47950 | 187079.7979 | 47950 | 632976.7599 | 199667 | 4998177.1297 | 199667 | 6140338.7003 | 199667 | 7721793.1827 | 7551.8079 | 935669 | 44266.3951 | 12554.2234 | 24154.3501
76 | 2400 | 0 | 2400 | 0 | 2400 | 0 | 2402 | 163665.9868 | 1492.5 | 48870.1163 | 47950 | 609533.1762 | 47950 | 232794.7861 | 47950 | 187079.7979 | 47950 | 632976.7599 | 199667 | 4998177.1297 | 199667 | 6140338.7003 | 199667 | 7721793.1827 | 7551.8079 | 935669 | 44266.3951 | 12554.2234 | 24154.3501
77 | 2400 | 0 | 2400 | 0 | 2400 | 0 | 2402 | 163665.9868 | 1492.5 | 48870.1163 | 47950 | 609533.1762 | 47950 | 232794.7861 | 47950 | 187079.7979 | 47950 | 632976.7599 | 199667 | 4998177.1297 | 199667 | 6140338.7003 | 199667 | 7721793.1827 | 7551.8079 | 935669 | 44266.3951 | 12554.2234 | 24154.3501
78 | 2400 | 0 | 2400 | 0 | 2400 | 0 | 2402 | 163665.9868 | 1492.5 | 48870.1163 | 47950 | 609533.1762 | 47950 | 232794.7861 | 47950 | 187079.7979 | 47950 | 632976.7599 | 199667 | 4998177.1297 | 199667 | 6140338.7003 | 199667 | 7721793.1827 | 7551.8079 | 935669 | 44266.3951 | 12554.2234 | 24154.3501
79 | 2400 | 0 | 2400 | 0 | 2400 | 0 | 2402 | 163665.9868 | 1492.5 | 48870.1163 | 47950 | 609533.1762 | 47950 | 232794.7861 | 47950 | 187079.7979 | 47950 | 632976.7599 | 199667 | 4998177.1297 | 199667 | 6140338.7003 | 199667 | 7721793.1827 | 7551.8079 | 935669 | 44266.3951 | 12554.2234 | 24154.3501
80 | 2400 | 0 | 2400 | 0 | 2400 | 0 | 2402 | 163665.9868 | 1492.5 | 48870.1163 | 47950 | 609533.1762 | 47950 | 232794.7861 | 47950 | 187079.7979 | 47950 | 632976.7599 | 199667 | 4998177.1297 | 199667 | 6140338.7003 | 199667 | 7721793.1827 | 7551.8079 | 935669 | 44266.3951 | 12554.2234 | 24154.3501
81 | 2400 | 0 | 2400 | 0 | 2400 | 0 | 2402 | 163665.9868 | 1492.5 | 48870.1163 | 47950 | 609533.1762 | 47950 | 232794.7861 | 47950 | 187079.7979 | 47950 | 632976.7599 | 199667 | 4998177.1297 | 199667 | 6140338.7003 | 199667 | 7721793.1827 | 7551.8079 | 935669 | 44266.3951 | 12554.2234 | 24154.3501
82 | 2400 | 0 | 2400 | 0 | 2400 | 0 | 2402 | 163665.9868 | 1492.5 | 48870.1163 | 47950 | 609533.1762 | 47950 | 232794.7861 | 47950 | 187079.7979 | 47950 | 632976.7599 | 199667 | 4998177.1297 | 199667 | 6140338.7003 | 199667 | 7721793.1827 | 7551.8079 | 935669 | 44266.3951 | 12554.2234 | 24154.3501
83 | 2400 | 0 | 2400 | 0 | 2400 | 0 | 2402 | 163665.9868 | 1492.5 | 48870.1163 | 47950 | 609533.1762 | 47950 | 232794.7861 | 47950 | 187079.7979 | 47950 | 632976.7599 | 199667 | 4998177.1297 | 199667 | 6140338.7003 | 199667 | 7721793.1827 | 7551.8079 | 935669 | 44266.3951 | 12554.2234 | 24154.3501
84 | 2400 | 0 | 2400 | 0 | 2400 | 0 | 2402 | 163665.9868 | 1492.5 | 48870.1163 | 47950 | 609533.1762 | 47950 | 232794.7861 | 47950 | 187079.7979 | 47950 | 632976.7599 | 199667 | 4998177.1297 | 199667 | 6140338.7003 | 199667 | 7721793.1827 | 7551.8079 | 935669 | 44266.3951 | 12554.2234 | 24154.3501
85 | 2400 | 0 | 2400 | 0 | 2400 | 0 | 2402 | 163665.9868 | 1492.5 | 48870.1163 | 47950 | 609533.1762 | 47950 | 232794.7861 | 47950 | 187079.7979 | 47950 | 632976.7599 | 199667 | 4998177.1297 | 199667 | 6140338.7003 | 199667 | 7721793.1827 | 7551.8079 | 935669 | 44266.3951 | 12554.2234 | 24154.3501
86 | 2400 | 0 | 2400 | 0 | 2400 | 0 | 2402 | 163665.9868 | 1492.5 | 48870.1163 | 47950 | 609533.1762 | 47950 | 232794.7861 | 47950 | 187079.7979 | 47950 | 632976.7599 | 199667 | 4998177.1297 | 199667 | 6140338.7003 | 199667 | 7721793.1827 | 7551.8079 | 935669 | 44266.3951 | 12554.2234 | 24154.3501
87 | 2400 | 0 | 2400 | 0 | 2400 | 0 | 2402 | 163665.9868 | 1492.5 | 48870.1163 | 47950 | 609533.1762 | 47950 | 232794.7861 | 47950 | 187079.7979 | 47950 | 632976.7599 | 199667 | 4998177.1297 | 199667 | 6140338.7003 | 199667 | 7721793.1827 | 7551.8079 | 935669 | 44266.3951 | 12554.2234 | 24154.3501
88 | 2400 | 0 | 2400 | 0 | 2400 | 0 | 2402 | 163665.9868 | 1492.5 | 48870.1163 | 47950 | 609533.1762 | 47950 | 232794.7861 | 47950 | 187079.7979 | 47950 | 632976.7599 | 199667 | 4998177.1297 | 199667 | 6140338.7003 | 199667 | 7721793.1827 | 7551.8079 | 935669 | 44266.3951 | 12554.2234 | 24154.3501
89 | 2400 | 0 | 2400 | 0 | 2400 | 0 | 2402 | 163665.9868 | 1492.5 | 48870.1163 | 47950 | 609533.1762 | 47950 | 232794.7861 | 47950 | 187079.7979 | 47950 | 632976.7599 | 199667 | 4998177.1297 | 199667 | 6140338.7003 | 199667 | 7721793.1827 | 7551.8079 | 935669 | 44266.3951 | 12554.2234 | 24154.3501
90 | 2400 | 0 | 2400 | 0 | 2400 | 0 | 2402 | 163665.9868 | 1492.5 | 48870.1163 | 47950 | 609533.1762 | 47950 | 232794.7861 | 47950 | 187079.7979 | 47950 | 632976.7599 | 199667 | 4998177.1297 | 199667 | 6140338.7003 | 199667 | 7721793.1827 | 7551.8079 | 935669 | 44266.3951 | 12554.2234 | 24154.3501
91 | 2400 | 0 | 2400 | 0 | 2400 | 0 | 2402 | 163665.9868 | 1492.5 | 48870.1163 | 47950 | 609533.1762 | 47950 | 232794.7861 | 47950 | 187079.7979 | 47950 | 632976.7599 | 199667 | 4998177.1297 | 199667 | 6140338.7003 | 199667 | 7721793.1827 | 7551.8079 | 935669 | 44266.3951 | 12554.2234 | 24154.3501
92 | 2400 | 0 | 2400 | 0 | 2400 | 0 | 2402 | 163665.9868 | 1492.5 | 48870.1163 | 47950 | 609533.1762 | 47950 | 232794.7861 | 47950 | 187079.7979 | 47950 | 632976.7599 | 199667 | 4998177.1297 | 199667 | 6140338.7003 | 199667 | 7721793.1827 | 7551.8079 | 935669 | 44266.3951 | 12554.2234 | 24154.3501
93 | 2400 | 0 | 2400 | 0 | 2400 | 0 | 2402 | 163665.9868 | 1492.5 | 48870.1163 | 47950 | 609533.1762 | 47950 | 232794.7861 | 47950 | 187079.7979 | 47950 | 632976.7599 | 199667 | 4998177.1297 | 199667 | 6140338.7003 | 199667 | 7721793.1827 | 7551.8079 | 935669 | 44266.3951 | 12554.2234 | 24154.3501
94 | 2400 | 0 | 2400 | 0 | 2400 | 0 | 2402 | 163665.9868 | 1492.5 | 48870.1163 | 47950 | 609533.1762 | 47950 | 232794.7861 | 47950 | 187079.7979 | 47950 | 632976.7599 | 199667 | 4998177.1297 | 199667 | 6140338.7003 | 199667 | 7721793.1827 | 7551.8079 | 935669 | 44266.3951 | 12554.2234 | 24154.3501
95 | 2400 | 0 | 2400 | 0 | 2400 | 0 | 2402 | 163665.9868 | 1492.5 | 48870.1163 | 47950 | 609533.1762 | 47950 | 232794.7861 | 47950 | 187079.7979 | 47950 | 632976.7599 | 199667 | 4998177.1297 | 199667 | 6140338.7003 | 199667 | 7721793.1827 | 7551.8079 | 935669 | 44266.3951 | 12554.2234 | 24154.3501
96 | 2400 | 0 | 2400 | 0 | 2400 | 0 | 2402 | 163665.9868 | 1492.5 | 48870.1163 | 47950 | 609533.1762 | 47950 | 232794.7861 | 47950 | 187079.7979 | 47950 | 632976.7599 | 199667 | 4998177.1297 | 199667 | 6140338.7003 | 199667 | 7721793.1827 | 7551.8079 | 935669 | 44266.3951 | 12554.2234 | 24154.3501
97 | 2400 | 0 | 2400 | 0 | 2400 | 0 | 2402 | 163665.9868 | 1492.5 | 48870.1163 | 47950 | 609533.1762 | 47950 | 232794.7861 | 47950 | 187079.7979 | 47950 | 632976.7599 | 199667 | 4998177.1297 | 199667 | 6140338.7003 | 199667 | 7721793.1827 | 7551.8079 | 935669 | 44266.3951 | 12554.2234 | 24154.3501
98 | 2400 | 0 | 2400 | 0 | 2400 | 0 | 2402 | 163665.9868 | 1492.5 | 48870.1163 | 47950 | 609533.1762 | 47950 | 232794.7861 | 47950 | 187079.7979 | 47950 | 632976.7599 | 199667 | 4998177.1297 | 199667 | 6140338.7003 | 199667 | 7721793.1827 | 7551.8079 | 935669 | 44266.3951 | 12554.2234 | 24154.3501
99 | 2400 | 0 | 2400 | 0 | 2400 | 0 | 2402 | 163665.9868 | 1492.5 | 48870.1163 | 47950 | 609533.1762 | 47950 | 232794.7861 | 47950 | 187079.7979 | 47950 | 632976.7599 | 199667 | 4998177.1297 | 199667 | 6140338.7003 | 199667 | 7721793.1827 | 7551.8079 | 935669 | 44266.3951 | 12554.2234 | 24154.3501
100 | 2400 | 0 | 2400 | 0 | 2400 | 0 | 2402 | 163665.9868 | 1492.5 | 48870.1163 | 47950 | 609533.1762 | 47950 | 232794.7861 | 47950 | 187079.7979 | 47950 | 632976.7599 | 199667 | 4998177.1297 | 199667 | 6140338.7003 | 199667 | 7721793.1827 | 7547.8079 | 935173.4 | 44265.3828 | 12553.9363 | 24153.7977
[28 empty] | Total | 2497099.4619

## Table 9 Capital & O&M Costs
| Stockpile Evaporation Costs |  |  |  | Water Treatment Plant & Enhanced Evaporation System Costs |  |  |  |  | Capital Cost Subtotal | Capital Cost Indirects (30%) | O&M Costs Subtotal | O&M Indirects (17.5%) | Total Cost
| Capital | Equipment Replacement | Labor | Power | Capital | Equipment Replacement | Labor | Power | Reagents and Analytical | [7 empty] | Total Capital | Total O&M
Year | ($/year) | ($/year) | ($/year) | ($/year) | ($/year) | ($/year) | ($/year) | ($/year) | ($/year) | ($/year) | ($/year) | ($/year) | ($/year) | ($/year) | Power | Labor
1 | 531600 | 10632 | 260496.08 | 453068.7405 | 2242659.9517 | 144565.4304 | - | - | - | 2774259.9517 | 832277.9855 | 868762.2509 | 152033.3939 | 4627333.582 | 453068.7405 | 260496.08 | 15268369.6859 | 130699861.4816
2 | - | 10632 | 260496.08 | 262059.0349 | 2242659.9517 | 144565.4304 | - | - | - | 2242659.9517 | 672797.9855 | 677752.5453 | 118606.6954 | 3711817.1779 | 262059.0349 | 260496.08
3 | - | 10632 | 260496.08 | 189477.4366 | 2242659.9517 | 144565.4304 | - | - | - | 2242659.9517 | 672797.9855 | 605170.947 | 105904.9157 | 3626533.7999 | 189477.4366 | 260496.08
4 | - | 10632 | 260496.08 | 183308.2457 | 2242659.9517 | 144565.4304 | - | - | - | 2242659.9517 | 672797.9855 | 599001.7561 | 104825.3073 | 3619285.0006 | 183308.2457 | 260496.08
5 | - | 10632 | 260496.08 | 177320.067 | 2242659.9517 | 144565.4304 | - | - | - | 2242659.9517 | 672797.9855 | 593013.5774 | 103777.376 | 3612248.8906 | 177320.067 | 260496.08
6 | - | - | - | - | - | 429183.0781 | 464514.1965 | 302634.9442 | 90829.1761 | - | - | 1287161.395 | 225253.2441 | 1512414.6391 | 302634.9442 | 464514.1965
7 | - | - | - | - | - | 429183.0781 | 464514.1965 | 291379.8898 | 88070.1734 | - | - | 1273147.3379 | 222800.7841 | 1495948.122 | 291379.8898 | 464514.1965
8 | - | - | - | - | - | 429183.0781 | 464514.1965 | 279046.069 | 85556.4154 | - | - | 1258299.759 | 220202.4578 | 1478502.2169 | 279046.069 | 464514.1965
9 | - | - | - | - | - | 429183.0781 | 464514.1965 | 267170.7743 | 83134.6242 | - | - | 1244002.6731 | 217700.4678 | 1461703.1409 | 267170.7743 | 464514.1965
10 | - | - | - | - | - | 429183.0781 | 464514.1965 | 257635.2349 | 80896.7664 | - | - | 1232229.276 | 215640.1233 | 1447869.3993 | 257635.2349 | 464514.1965
11 | - | - | - | - | - | 429183.0781 | 464514.1965 | 247320.1047 | 78750.8755 | - | - | 1219768.2548 | 213459.4446 | 1433227.6994 | 247320.1047 | 464514.1965
12 | - | - | - | - | - | 429183.0781 | 464514.1965 | 239386.6002 | 76758.2624 | - | - | 1209842.1372 | 211722.374 | 1421564.5112 | 239386.6002 | 464514.1965
13 | - | - | - | - | - | 429183.0781 | 464514.1965 | 229168.6982 | 74888.2717 | - | - | 1197754.2446 | 209606.9928 | 1407361.2374 | 229168.6982 | 464514.1965
14 | - | - | - | - | - | 429183.0781 | 464514.1965 | 218138.8819 | 73110.2478 | - | - | 1184946.4042 | 207365.6207 | 1392312.025 | 218138.8819 | 464514.1965
15 | - | - | - | - | - | 429183.0781 | 464514.1965 | 209674.6246 | 71424.1906 | - | - | 1174796.0898 | 205589.3157 | 1380385.4055 | 209674.6246 | 464514.1965
16 | - | - | - | - | - | 429183.0781 | 464514.1965 | 204621.0699 | 69830.1001 | - | - | 1168148.4446 | 204425.9778 | 1372574.4225 | 204621.0699 | 464514.1965
17 | - | - | - | - | - | 429183.0781 | 464514.1965 | 199840.5806 | 68327.9764 | - | - | 1161865.8316 | 203326.5205 | 1365192.3522 | 199840.5806 | 464514.1965
18 | - | - | - | - | - | 429183.0781 | 464514.1965 | 195303.2194 | 66887.1639 | - | - | 1155887.6579 | 202280.3401 | 1358167.9981 | 195303.2194 | 464514.1965
19 | - | - | - | - | - | 429183.0781 | 464514.1965 | 191011.0201 | 65538.3182 | - | - | 1150246.6129 | 201293.1573 | 1351539.7702 | 191011.0201 | 464514.1965
20 | - | - | - | - | - | 429183.0781 | 464514.1965 | 186951.2582 | 64281.4392 | - | - | 1144929.972 | 200362.7451 | 1345292.7171 | 186951.2582 | 464514.1965
21 | - | - | - | - | - | 429183.0781 | 464514.1965 | 185764.4134 | 63882.9166 | - | - | 1143344.6046 | 200085.3058 | 1343429.9104 | 185764.4134 | 464514.1965
22 | - | - | - | - | - | 414298.2781 | 464514.1965 | 185593.8543 | 63852.261 | - | - | 1128258.5899 | 197445.2532 | 1325703.8432 | 185593.8543 | 464514.1965
23 | - | - | - | - | - | 414298.2781 | 464514.1965 | 185414.4059 | 63790.9498 | - | - | 1128017.8303 | 197403.1203 | 1325420.9506 | 185414.4059 | 464514.1965
24 | - | - | - | - | - | 414298.2781 | 464514.1965 | 185240.1774 | 63729.6386 | - | - | 1127782.2906 | 197361.9009 | 1325144.1915 | 185240.1774 | 464514.1965
25 | - | - | - | - | - | 414298.2781 | 464514.1965 | 185069.9934 | 63668.3275 | - | - | 1127550.7955 | 197321.3892 | 1324872.1847 | 185069.9934 | 464514.1965
26 | - | - | - | - | - | 414298.2781 | 464514.1965 | 184919.0041 | 63637.6719 | - | - | 1127369.1506 | 197289.6013 | 1324658.7519 | 184919.0041 | 464514.1965
27 | - | - | - | - | - | 414298.2781 | 464514.1965 | 184754.2389 | 63576.3607 | - | - | 1127143.0742 | 197250.038 | 1324393.1122 | 184754.2389 | 464514.1965
28 | - | - | - | - | - | 414298.2781 | 464514.1965 | 184591.0633 | 63515.0495 | - | - | 1126918.5875 | 197210.7528 | 1324129.3403 | 184591.0633 | 464514.1965
29 | - | - | - | - | - | 414298.2781 | 464514.1965 | 184445.4651 | 63484.394 | - | - | 1126742.3337 | 197179.9084 | 1323922.2421 | 184445.4651 | 464514.1965
30 | - | - | - | - | - | 414298.2781 | 464514.1965 | 184285.6213 | 63423.0828 | - | - | 1126521.1787 | 197141.2063 | 1323662.3849 | 184285.6213 | 464514.1965
31 | - | - | - | - | - | 414298.2781 | 464514.1965 | 184143.6155 | 63392.4272 | - | - | 1126348.5173 | 197110.9905 | 1323459.5079 | 184143.6155 | 464514.1965
32 | - | - | - | - | - | 414298.2781 | 464514.1965 | 183987.6506 | 63331.116 | - | - | 1126131.2412 | 197072.9672 | 1323204.2084 | 183987.6506 | 464514.1965
33 | - | - | - | - | - | 414298.2781 | 464514.1965 | 183850.475 | 63300.4604 | - | - | 1125963.4101 | 197043.5968 | 1323007.0069 | 183850.475 | 464514.1965
34 | - | - | - | - | - | 414298.2781 | 464514.1965 | 183700.8637 | 63239.1493 | - | - | 1125752.4876 | 197006.6853 | 1322759.1729 | 183700.8637 | 464514.1965
35 | - | - | - | - | - | 414298.2781 | 464514.1965 | 183571.2225 | 63208.4937 | - | - | 1125592.1908 | 196978.6334 | 1322570.8242 | 183571.2225 | 464514.1965
36 | - | - | - | - | - | 414298.2781 | 464514.1965 | 183427.2579 | 63147.1825 | - | - | 1125386.915 | 196942.7101 | 1322329.6251 | 183427.2579 | 464514.1965
37 | - | - | - | - | - | 414298.2781 | 464514.1965 | 183299.2816 | 63116.5269 | - | - | 1125228.2832 | 196914.9496 | 1322143.2327 | 183299.2816 | 464514.1965
38 | - | - | - | - | - | 414298.2781 | 464514.1965 | 183171.7429 | 63085.8713 | - | - | 1125070.0888 | 196887.2655 | 1321957.3544 | 183171.7429 | 464514.1965
39 | - | - | - | - | - | 414298.2781 | 464514.1965 | 183028.8419 | 63024.5602 | - | - | 1124865.8767 | 196851.5284 | 1321717.4051 | 183028.8419 | 464514.1965
40 | - | - | - | - | - | 414298.2781 | 464514.1965 | 182902.7998 | 62993.9046 | - | - | 1124709.179 | 196824.1063 | 1321533.2853 | 182902.7998 | 464514.1965
41 | - | - | - | - | - | 414298.2781 | 464514.1965 | 182778.0542 | 62963.249 | - | - | 1124553.7778 | 196796.9111 | 1321350.6889 | 182778.0542 | 464514.1965
42 | - | - | - | - | - | 414298.2781 | 464514.1965 | 182638.9893 | 62901.9378 | - | - | 1124353.4017 | 196761.8453 | 1321115.247 | 182638.9893 | 464514.1965
43 | - | - | - | - | - | 414298.2781 | 464514.1965 | 182517.6844 | 62871.2822 | - | - | 1124201.4413 | 196735.2522 | 1320936.6935 | 182517.6844 | 464514.1965
44 | - | - | - | - | - | 414298.2781 | 464514.1965 | 182398.1306 | 62840.6267 | - | - | 1124051.2319 | 196708.9656 | 1320760.1975 | 182398.1306 | 464514.1965
45 | - | - | - | - | - | 414298.2781 | 464514.1965 | 182264.5514 | 62779.3155 | - | - | 1123856.3415 | 196674.8598 | 1320531.2012 | 182264.5514 | 464514.1965
46 | - | - | - | - | - | 414298.2781 | 464514.1965 | 182149.1599 | 62748.6599 | - | - | 1123710.2944 | 196649.3015 | 1320359.5959 | 182149.1599 | 464514.1965
47 | - | - | - | - | - | 414298.2781 | 464514.1965 | 182035.8054 | 62718.0043 | - | - | 1123566.2844 | 196624.0998 | 1320190.3841 | 182035.8054 | 464514.1965
48 | - | - | - | - | - | 414298.2781 | 464514.1965 | 181924.3304 | 62687.3487 | - | - | 1123424.1537 | 196599.2269 | 1320023.3806 | 181924.3304 | 464514.1965
49 | - | - | - | - | - | 414298.2781 | 464514.1965 | 181814.813 | 62656.6931 | - | - | 1123283.9807 | 196574.6966 | 1319858.6773 | 181814.813 | 464514.1965
50 | - | - | - | - | - | 414298.2781 | 464514.1965 | 181707.3058 | 62626.0376 | - | - | 1123145.818 | 196550.5182 | 1319696.3362 | 181707.3058 | 464514.1965
51 | - | - | - | - | - | 414298.2781 | 464514.1965 | 181601.5973 | 62595.382 | - | - | 1123009.4539 | 196526.6544 | 1319536.1083 | 181601.5973 | 464514.1965
52 | - | - | - | - | - | 414298.2781 | 464514.1965 | 181497.4843 | 62564.7264 | - | - | 1122874.6853 | 196503.0699 | 1319377.7553 | 181497.4843 | 464514.1965
53 | - | - | - | - | - | 414298.2781 | 464514.1965 | 181378.995 | 62503.4152 | - | - | 1122694.8848 | 196471.6048 | 1319166.4897 | 181378.995 | 464514.1965
54 | - | - | - | - | - | 414298.2781 | 464514.1965 | 181278.206 | 62472.7596 | - | - | 1122563.4402 | 196448.602 | 1319012.0423 | 181278.206 | 464514.1965
55 | - | - | - | - | - | 414298.2781 | 464514.1965 | 181178.9267 | 62442.1041 | - | - | 1122433.5053 | 196425.8634 | 1318859.3688 | 181178.9267 | 464514.1965
56 | - | - | - | - | - | 414298.2781 | 464514.1965 | 181081.0064 | 62411.4485 | - | - | 1122304.9295 | 196403.3627 | 1318708.2922 | 181081.0064 | 464514.1965
57 | - | - | - | - | - | 414298.2781 | 464514.1965 | 180984.5356 | 62380.7929 | - | - | 1122177.8031 | 196381.1155 | 1318558.9186 | 180984.5356 | 464514.1965
58 | - | - | - | - | - | 414298.2781 | 464514.1965 | 180889.6132 | 62350.1373 | - | - | 1122052.2251 | 196359.1394 | 1318411.3645 | 180889.6132 | 464514.1965
59 | - | - | - | - | - | 414298.2781 | 464514.1965 | 180796.1298 | 62319.4817 | - | - | 1121928.0861 | 196337.4151 | 1318265.5012 | 180796.1298 | 464514.1965
60 | - | - | - | - | - | 414298.2781 | 464514.1965 | 180703.9891 | 62288.8261 | - | - | 1121805.2898 | 196315.9257 | 1318121.2156 | 180703.9891 | 464514.1965
61 | - | - | - | - | - | 414298.2781 | 464514.1965 | 180613.2998 | 62258.1705 | - | - | 1121683.945 | 196294.6904 | 1317978.6354 | 180613.2998 | 464514.1965
62 | - | - | - | - | - | 414298.2781 | 464514.1965 | 180001.6158 | 62074.237 | - | - | 1120888.3274 | 196155.4573 | 1317043.7847 | 180001.6158 | 464514.1965
63-100 | - | - | - | - | - | 414298.2781 | 464514.1965 | 179677.2965 | 61982.2703 | - | - | 1120472.0414 | 196082.6072 | 1316554.6486 | 179677.2965 | 464514.1965
64 | - | - | - | - | - | 414298.2781 | 464514.1965 | 179677.2965 | 61982.2703 | - | - | 1120472.0414 | 196082.6072 | 1316554.6486 | 179677.2965
65 | - | - | - | - | - | 414298.2781 | 464514.1965 | 179677.2965 | 61982.2703 | - | - | 1120472.0414 | 196082.6072 | 1316554.6486 | 179677.2965
66 | - | - | - | - | - | 414298.2781 | 464514.1965 | 179677.2965 | 61982.2703 | - | - | 1120472.0414 | 196082.6072 | 1316554.6486 | 179677.2965
67 | - | - | - | - | - | 414298.2781 | 464514.1965 | 179677.2965 | 61982.2703 | - | - | 1120472.0414 | 196082.6072 | 1316554.6486 | 179677.2965
68 | - | - | - | - | - | 414298.2781 | 464514.1965 | 179677.2965 | 61982.2703 | - | - | 1120472.0414 | 196082.6072 | 1316554.6486 | 179677.2965
69 | - | - | - | - | - | 414298.2781 | 464514.1965 | 179677.2965 | 61982.2703 | - | - | 1120472.0414 | 196082.6072 | 1316554.6486 | 179677.2965
70 | - | - | - | - | - | 414298.2781 | 464514.1965 | 179677.2965 | 61982.2703 | - | - | 1120472.0414 | 196082.6072 | 1316554.6486 | 179677.2965
71 | - | - | - | - | - | 414298.2781 | 464514.1965 | 179677.2965 | 61982.2703 | - | - | 1120472.0414 | 196082.6072 | 1316554.6486 | 179677.2965
72 | - | - | - | - | - | 414298.2781 | 464514.1965 | 179677.2965 | 61982.2703 | - | - | 1120472.0414 | 196082.6072 | 1316554.6486 | 179677.2965
73 | - | - | - | - | - | 414298.2781 | 464514.1965 | 179677.2965 | 61982.2703 | - | - | 1120472.0414 | 196082.6072 | 1316554.6486 | 179677.2965
74 | - | - | - | - | - | 414298.2781 | 464514.1965 | 179677.2965 | 61982.2703 | - | - | 1120472.0414 | 196082.6072 | 1316554.6486 | 179677.2965
75 | - | - | - | - | - | 414298.2781 | 464514.1965 | 179677.2965 | 61982.2703 | - | - | 1120472.0414 | 196082.6072 | 1316554.6486 | 179677.2965
76 | - | - | - | - | - | 414298.2781 | 464514.1965 | 179677.2965 | 61982.2703 | - | - | 1120472.0414 | 196082.6072 | 1316554.6486 | 179677.2965
77 | - | - | - | - | - | 414298.2781 | 464514.1965 | 179677.2965 | 61982.2703 | - | - | 1120472.0414 | 196082.6072 | 1316554.6486 | 179677.2965
78 | - | - | - | - | - | 414298.2781 | 464514.1965 | 179677.2965 | 61982.2703 | - | - | 1120472.0414 | 196082.6072 | 1316554.6486 | 179677.2965
79 | - | - | - | - | - | 414298.2781 | 464514.1965 | 179677.2965 | 61982.2703 | - | - | 1120472.0414 | 196082.6072 | 1316554.6486 | 179677.2965
80 | - | - | - | - | - | 414298.2781 | 464514.1965 | 179677.2965 | 61982.2703 | - | - | 1120472.0414 | 196082.6072 | 1316554.6486 | 179677.2965
81 | - | - | - | - | - | 414298.2781 | 464514.1965 | 179677.2965 | 61982.2703 | - | - | 1120472.0414 | 196082.6072 | 1316554.6486 | 179677.2965
82 | - | - | - | - | - | 414298.2781 | 464514.1965 | 179677.2965 | 61982.2703 | - | - | 1120472.0414 | 196082.6072 | 1316554.6486 | 179677.2965
83 | - | - | - | - | - | 414298.2781 | 464514.1965 | 179677.2965 | 61982.2703 | - | - | 1120472.0414 | 196082.6072 | 1316554.6486 | 179677.2965
84 | - | - | - | - | - | 414298.2781 | 464514.1965 | 179677.2965 | 61982.2703 | - | - | 1120472.0414 | 196082.6072 | 1316554.6486 | 179677.2965
85 | - | - | - | - | - | 414298.2781 | 464514.1965 | 179677.2965 | 61982.2703 | - | - | 1120472.0414 | 196082.6072 | 1316554.6486 | 179677.2965
86 | - | - | - | - | - | 414298.2781 | 464514.1965 | 179677.2965 | 61982.2703 | - | - | 1120472.0414 | 196082.6072 | 1316554.6486 | 179677.2965
87 | - | - | - | - | - | 414298.2781 | 464514.1965 | 179677.2965 | 61982.2703 | - | - | 1120472.0414 | 196082.6072 | 1316554.6486 | 179677.2965
88 | - | - | - | - | - | 414298.2781 | 464514.1965 | 179677.2965 | 61982.2703 | - | - | 1120472.0414 | 196082.6072 | 1316554.6486 | 179677.2965
89 | - | - | - | - | - | 414298.2781 | 464514.1965 | 179677.2965 | 61982.2703 | - | - | 1120472.0414 | 196082.6072 | 1316554.6486 | 179677.2965
90 | - | - | - | - | - | 414298.2781 | 464514.1965 | 179677.2965 | 61982.2703 | - | - | 1120472.0414 | 196082.6072 | 1316554.6486 | 179677.2965
91 | - | - | - | - | - | 414298.2781 | 464514.1965 | 179677.2965 | 61982.2703 | - | - | 1120472.0414 | 196082.6072 | 1316554.6486 | 179677.2965
92 | - | - | - | - | - | 414298.2781 | 464514.1965 | 179677.2965 | 61982.2703 | - | - | 1120472.0414 | 196082.6072 | 1316554.6486 | 179677.2965
93 | - | - | - | - | - | 414298.2781 | 464514.1965 | 179677.2965 | 61982.2703 | - | - | 1120472.0414 | 196082.6072 | 1316554.6486 | 179677.2965
94 | - | - | - | - | - | 414298.2781 | 464514.1965 | 179677.2965 | 61982.2703 | - | - | 1120472.0414 | 196082.6072 | 1316554.6486 | 179677.2965
95 | - | - | - | - | - | 414298.2781 | 464514.1965 | 179677.2965 | 61982.2703 | - | - | 1120472.0414 | 196082.6072 | 1316554.6486 | 179677.2965
96 | - | - | - | - | - | 414298.2781 | 464514.1965 | 179677.2965 | 61982.2703 | - | - | 1120472.0414 | 196082.6072 | 1316554.6486 | 179677.2965
97 | - | - | - | - | - | 414298.2781 | 464514.1965 | 179677.2965 | 61982.2703 | - | - | 1120472.0414 | 196082.6072 | 1316554.6486 | 179677.2965
98 | - | - | - | - | - | 414298.2781 | 464514.1965 | 179677.2965 | 61982.2703 | - | - | 1120472.0414 | 196082.6072 | 1316554.6486 | 179677.2965
99 | - | - | - | - | - | 414298.2781 | 464514.1965 | 179677.2965 | 61982.2703 | - | - | 1120472.0414 | 196082.6072 | 1316554.6486 | 179677.2965
100 | - | - | - | - | - | 414298.2781 | 464514.1965 | 179677.2965 | 61982.2703 | - | - | 1120472.0414 | 196082.6072 | 1316554.6486 | 179677.2965
Total | 531600 | 53160 | 1302480.4 | 1265233.5247 | 11213299.7584 | 40319320.3696 | 44128848.6707 | 18026416.4479 | 6138465.2523 | 11744899.7584 | 3523469.9275 | 111233924.6652 | 19465936.8164 | 145968231.1675

## Table 10 Capital Costs
System | Location | Item | Material | Model | Size | Company | Qty | Unit | Cost | Cost Subtotal | Tax | Cost if New | Expenditure in Years 1-5 | Commments
[9 empty] | ($) | ($) | 0.0632 | ($) | ($)
Drip System | Main/South Stockpiles | Drip system piping expansion/reburbishment | HDPE |  | Varied |  | 1 | Lump Sum | 500000 | 500000 | 31600 | 531600 | 531600 | Year 1
Gathering System for Enhanced Evaporation | East Headwall Interceptor Well | Well |  |  | 6" |  | 1 | .ea | 20000 | 20000 | 1264 | 21264 |  | shallow
|  | Pumps |  |  | 5 gpm @ 100' TDH (45 psi) | Internet | 2 | .ea | 10000 | 20000 | 1264 | 21264 |  | High end estimated flow
|  | Pipeline | DR 11 HDPE |  | 4" | Ferguson | 3500 | feet | 6 | 21000 | 1327.2 | 22327.2
| LFES Collection Point | Tank | 316L SS |  | 10,000 gallons | Advanced Tank | 1 | .ea | 125000 | 125000 | 7900 | 132900
|  | Pipeline | DR 11 HDPE |  | 4" | Ferguson | 7000 | feet | 6 | 42000 | 2654.4 | 44654.4
| Kessel Waste Rock Stockpile | Tank | 316L SS |  | 10,000 gallons | Advanced Tank | 1 | .ea | 125000 | 125000 | 7900 | 132900 | 132900
|  | Pump concrete |  |  | 10' square, 6" slab with #5 rebar |  | 1.85 | yd^3 | 1000 | 1850 | 116.92 | 1966.92 | 1966.92 | $1000/yd^3 with dirt work
|  | Pumps |  |  | 3.5 gpm @ 100' TDH (45 psi) | Internet | 2 | .ea | 10000 | 20000 | 1264 | 21264 |  | Use 3.5 gpm for year 11 flows, year 1 flow with existing pumps is 36 gpm
|  | Pipeline | DR 11 HDPE |  | 4" | Ferguson | 1000 | feet | 6 | 6000 | 379.2 | 6379.2
| Reservoir 8 | Tank | 316L SS |  | 15,000 gallons | Advanced Tank | 1 | .ea | 200000 | 200000 | 12640 | 212640 | 212640
|  | Pump concrete |  |  | 10' square, 6" slab with #5 rebar |  | 1.85 | yd^3 | 1000 | 1850 | 116.92 | 1966.92 | 1966.92 | $1000/yd^3 with dirt work
|  | Pumps |  |  | 15 gpm @ 800' TDH (350 psi) |  | 2 | .ea | 20000 | 40000 | 2528 | 42528 |  | Use 15 gpm for year 11 flows, year 1 flow with existing pumps is 151 gpm
|  | Pipeline | DR 7 HDPE |  | 8" | Ferguson | 13200 | feet | 23 | 303600 | 19187.52 | 322787.52
| NE Waste Rock Stockpile and Reservoir 5 | Pipeline | DR 11 HDPE |  | 4" | Ferguson | 5100 | feet | 6 | 30600 | 1933.92 | 32533.92 | 32533.92
| Reservoir 7 | Tank | 316L SS |  | 15,000 gallons | Advanced Tank | 1 | .ea | 200000 | 200000 | 12640 | 212640 | 212640 |  |  | 5000 gal | 75k
|  | Pump concrete |  |  | 10' square, 6" slab with #5 rebar |  | 1.85 | yd^3 | 1000 | 1850 | 116.92 | 1966.92 | 1966.92 | $1000/yd^3 with dirt work |  | 10000 gal | 125k
|  | Pumps |  |  | 44 gpm @ 370' TDH (160 psi) |  | 2 | .ea | 15000 | 30000 | 1896 | 31896 |  | Use 44 gpm for year 11 flows, year 1 flow with existing pumps is 190 gpm
|  | Pipeline to Mechanical Evaporators | DR 11 HDPE |  | 4" | Ferguson | 6000 | feet | 6 | 36000 | 2275.2 | 38275.2 | 38275.2 |  |  | Advanced Tank |  | 2026-04-02 | call
| New Seepage Collection/Interceptor System | Trench |  |  | 4' W x 20' D x 100' L |  | 1 | .ea | 20000 | 20000 | 1264 | 21264 | 21264 | Includes excavation, liner, gravel, HDPE pipe, and labor |  | 5000 gal | 75k
|  | Pipeline | DR 11 HDPE |  | 4" | Ferguson | 1500 | feet | 6 | 9000 | 568.8 | 9568.8 | 9568.8 | Gravity flow to Dam 16 |  | 10000 gal | 125k
| Dam 16 | Trench |  |  |  |  | 1 | .ea | 20000 | 20000 | 1264 | 21264 |  | Includes excavation, liner, gravel, HDPE pipe, and labor
|  | Pumps |  |  | 5 gpm @ 150' TDH (65 psi) |  | 2 | .ea | 10000 | 20000 | 1264 | 21264 |  | High end estimated flow |  | Advanced Tank |  | 2026-04-02 | call
|  | Pipeline | DR 11 HDPE |  | 4" | Ferguson | 3500 | feet | 6 | 21000 | 1327.2 | 22327.2 |  |  |  | 5000 gal | 75k
| Reservoir 4 | Tank | 316L SS |  | 15,000 gallons | Advanced Tank | 1 | .ea | 200000 | 200000 | 12640 | 212640 | 212640 |  |  | 10000 gal | 125k
|  | Pump concrete |  |  | 10' square, 6" slab with #5 rebar |  | 1.85 | yd^3 | 1000 | 1850 | 116.92 | 1966.92 | 1966.92 | $1000/yd^3 with dirt work |  | 15000 gal | 200k
|  | Pumps |  |  | 82 gpm @ 150' TDH (65 psi) |  | 2 | .ea | 17500 | 35000 | 2212 | 37212 |  | Use 82 gpm for year 11 flows, year 1 flow with existing pumps is 172 gpm
|  | Pipeline to Mechanical Evaporators | DR 11 HDPE |  | 6" | Ferguson | 11000 | feet | 11 | 121000 | 7647.2 | 128647.2
| Rustler Canyon/Res 9 | Tank | 316L SS |  | 10,000 gallons | Advanced Tank | 2 | .ea | 125000 | 250000 | 15800 | 265800 | 265800
|  | Pump concrete |  |  | 10' square, 6" slab with #5 rebar |  | 4 | yd^3 | 1000 | 4000 | 252.8 | 4252.8 | 4252.8 | $1000/yd^3 with dirt work
|  | Pumps |  |  | 4 gpm @ 450' TDH (200 psi) |  | 2 | .ea | 20000 | 40000 | 2528 | 42528 |  | This is flow in Table 2 for just the 30% being collected, No 3A
|  | Pumps |  |  | 4 gpm @ 450' TDH (200 psi) |  | 2 | .ea | 20000 | 40000 | 2528 | 42528 |  | This is flow in Table 2 for just the 30% being collected, No 3A
|  | Pipeline to Mechanical Evaporators | DR 11 HDPE |  | 4" | Ferguson | 11000 | feet | 11 | 121000 | 7647.2 | 128647.2
| Santa Rita Pit | Sumps |  |  |  |  | 3 | .ea | 50000 | 150000 | 9480 | 159480 | 159480 | Estrella, East, and Lee Hill
|  | Pumps |  |  | 98 gpm @ 500' TDH (200 psi) |  | 6 | .ea | 20000 | 120000 | 7584 | 127584 | 127584
|  | Pipeline to Mechanical Evaporators | DR 7 HDPE |  | 4" | Ferguson | 11000 | feet | 9 | 99000 | 6256.8 | 105256.8 | 105256.8
|  | Subtotal | [9 empty] | 2654385.12 | 1542703.2
|  | Shipping | [10 empty] | 60000 | 4 tanks, $15k per load, 4 loads
|  | Electrical | [10 empty] | 250000 | Electrical already exsists at all locations
|  | Automation | [10 empty] | 250000 | Minor changes to reflect pumping tank to tank
|  | Installation | [9 empty] | 25% | 663596.28 | 25% capital, Mechanical, including labor and fittings
| Total | [11 empty] | 2766299.48
Interceptor Wells/Gathering System for RO | Oswaldo Princess TBD Wells | TBD Wells (deep) |  |  |  |  | 2 | .ea | 500000 | 1000000 | 63200 | 1063200 | 1063200 | Installed cost from Bisbee AZ recent deep well costs
|  | TBD Wells (shallow) |  |  |  |  | 4 | .ea | 150000 | 600000 | 37920 | 637920 | 637920
|  | Pumps - 2 TBD Deep Well, 2 Shaft Pumps | Price in Wells |  | 125 gpm @ 1500' TDH (650 psi) 17 gpm @ 1500" TDH (650 psi) |  | 4 | .ea | 50000 | 200000 | 12640 | 212640 | 212640 | Gravity flow to RO
|  | Pumps - shallow wells | Price in Wells |  | 17 gpm @ 200' TDH (62 psi) |  | 4 | .ea | 20000 | 80000 | 5056 | 85056 | 85056 | pump to rim to get to RO
|  | Pipeline | DR 7 HDPE |  | 6" |  | 25000 | feet | 13 | 325000 | 20540 | 345540 | 172770 | Pipeline to concentrator exists, 50% spend in year 1 for new wells
| Tailings Pond 7 Intercept Wells | Wells |  |  |  |  | 20 | .ea | 50000 | 1000000 | 63200 | 1063200 |  | ave well depth of 150'
|  | Pumps |  |  | 42 gpm @ 580' TDH (250 psi) |  | 20 | .ea | 15000 | 300000 | 18960 | 318960 |  | ave flow rate in year 11
|  | Pipeline | DR 11 HDPE |  | 8" | Ferguson | 18000 | feet | 19 | 342000 | 21614.4 | 363614.4 |  | reuse exsiting pipeline to pond area
| Tailings Pond 7 | Tank | 316L SS |  | 15,000 gallons | Advanced Tank | 1 | .ea | 200000 | 200000 | 12640 | 212640 | 212640
|  | Pump concrete |  |  | 10' square, 6" slab with #5 rebar |  | 1.85 | yd^3 | 1000 | 1850 | 116.92 | 1966.92 | 1966.92 | $1000/yd^3 with dirt work
|  | Pumps |  |  | 850 gpm @ 350' TDH (150 psi) |  | 2 | .ea | 28000 | 56000 | 3539.2 | 59539.2 |  | ave flow rate in yeat 11
|  | Pipeline | DR 11 HDPE |  | 10" | Ferguson | 30000 | feet | 23 | 690000 | 43608 | 733608 |  | reuse existing pipeline to 750k tank
| 750K Tank | Tank Rehab |  |  | 750k |  | 1 | .ea | 300000 | 300000 | 18960 | 318960 | 318960
|  | Pumps |  |  | 912 gpm @ 700' TDH (300 psi) |  | 2 | .ea | 28000 | 56000 | 3539.2 | 59539.2 |  | ave flow rate in year 11, includes Continental
|  | Pipeline | DR 11 HDPE |  | 10" | Ferguson | 40000 | feet | 23 | 920000 | 58144 | 978144 |  | reuse existing pipeline to Ivanhoe Concentrator
|  | Subtotal | [7 empty] | 2205000 | 139356 | 6454527.72 | 2705152.92
|  | Shipping | [10 empty] | 15000 | included in well cost, ship one tank
|  | Electrical | [10 empty] | 250000
|  | Automation | [10 empty] | 100000 | minor changes
|  | Installation | [10 empty] | 250000 | Included in well cost, tank and pipeline
| Total | [11 empty] | 3320152.92
WTP | Ivanhoe Concentrator Area | Tank Rehab |  |  | Ivanhoe Concentrator |  | 1 | .ea | 300000 | 300000 | 18960 | 318960 | 318960
|  | Influent and Effluent Feed Lines | DR 11 HDPE |  | 10" |  | 5000 | feet | 23 | 115000 | 7268 | 122268 | 122268
|  | Bag Filter Feed Pumps |  |  | 700 gpm @ 100 psi | Pure Aqua | 3 | .ea | 20000 | 60000 | 3792 | 63792 | 63792
|  | Bag Filter Housing | 316 SS |  | 20 Bag Housing | PRM Filtration | 2 | .ea | 25000 | 50000 | 3160 | 53160 | 53160 | Online spare
|  | Green Sand Filter |  | GSF72-A |  | Pure Aqua | 6 | .ea | 53200 | 319200 | 20173.44 | 339373.44 | 339373.44
|  | CIP |  |  |  | Pure Aqua | 1 | skids | 45611 | 45611 | 2882.6152 | 48493.6152 | 48493.6152
|  | Reverse Osmosis | TW-900K-18780 |  | 780 gpm per unit, 3 units, one unit backwashing | Pure Aqua | 3 | skids | 504817 | 1514451 | 95713.3032 | 1610164.3032 | 1610164.3032 | Prefilter included, 5 micron
|  | Brine and Effluent Tanks | Fiberglass |  | 5,000 gallons |  | 2 | .ea | 20000 | 40000 | 2528 | 42528 | 42528
|  | Foundation |  |  | 100' square, 6" slab with #5 rebar |  | 185 | yd^3 | 1000 | 185000 | 11692 | 196692 | 196692
| HWWC | Energy Dissipation Structure |  |  |  |  | 1 | .ea | 10000 | 10000 | 632 | 10632 | 10632
|  | Subtotal | [7 empty] | 2144262 | 135517.3584 | 2487103.3584 | 2806063.3584
|  | Shipping | [10 empty] | 100000
|  | Electrical | [10 empty] | 200000 | Skid mounted system, just need power drop
|  | Automation | [10 empty] | 150000 | minimal
|  | Installation | [10 empty] | 250000
| Total | [11 empty] | 3506063.3584
Enhanced Evaporation | Main Pit | Sprayers |  | Pole Cats | 75 gpm of evaporation ave yearly at 16 hours per day | SMI | 16 | .ea | 70000 | 1120000 | 70784 | 1190784 | 1190784 | Sprayers required during winter months
|  | Subtotal | [7 empty] | 1120000 | 70784 | 1190784 | 1190784
|  | Shipping | [10 empty] | 30000 | 2 loads , $15k per load
|  | Electrical | [10 empty] | 250000 | Electrical including labor and parts, electrical exists in the pit
|  | Installation | [10 empty] | 150000 | Mechanical, including labor and fittings
| Total | [11 empty] | 1620784
[12 empty] | Total | 11744899.7584 | 6166479.52 | 5578420.2384

## Table 11 Equip Replace
System | Location | Item | Expected Life | Total Cost | Replacement Costs (per Year) | Replacement Costs per Year (Year 1-5) | Replacement Costs per Year (Years 6-21) | Replacement Costs per Year (Years 22-100)
[5 empty] | ($) | ($) | ($) | ($)
Drip System | Main/South Stockpiles | Drip system piping expansion/reburbishment | 50 | 531600 | 10632 | 10632 | 0 | 0
Gathering System for Evaporation | East Headwall Interceptor Well | Well | 50 | 21264 | 425.28 | 425.28 | 425.28 | 425.28
|  | Pumps | 10 | 21264 | 2126.4 | 2126.4 | 2126.4 | 2126.4
|  | Pipeline | 50 | 22327.2 | 446.544 | 446.544 | 446.544 | 446.544
| LFES Collection Point | Tank | 50 | 132900 | 2658 | 2658 | 2658 | 2658
|  | Pipeline | 50 | 44654.4 | 893.088 | 893.088 | 893.088 | 893.088
| Kessel Waste Rock Stockpile | Tank | 50 | 132900 | 2658 | 2658 | 2658 | 2658
|  | Pump concrete | 50 | 1966.92 | 39.3384 | 39.3384 | 39.3384 | 39.3384
|  | Pumps | 10 | 21264 | 2126.4 | 2126.4 | 2126.4 | 2126.4
|  | Pipeline | 50 | 6379.2 | 127.584 | 127.584 | 127.584 | 127.584
| Resevoir 8 | Tank | 50 | 212640 | 4252.8 | 4252.8 | 4252.8 | 4252.8
|  | Pump concrete | 50 | 1966.92 | 39.3384 | 39.3384 | 39.3384 | 39.3384
|  | Pumps | 10 | 42528 | 4252.8 | 4252.8 | 4252.8 | 4252.8
|  | Pipeline | 50 | 322787.52 | 6455.7504 | 6455.7504 | 6455.7504 | 6455.7504
| NE Waste Rock Stockpile and Reservoir 5 | Pipeline | 50 | 32533.92 | 650.6784 | 650.6784 | 650.6784 | 650.6784
| Resevoir 7 | Tank | 50 | 212640 | 4252.8 | 4252.8 | 4252.8 | 4252.8
|  | Pump concrete | 50 | 1966.92 | 39.3384 | 39.3384 | 39.3384 | 39.3384
|  | Pumps | 10 | 31896 | 3189.6 | 3189.6 | 3189.6 | 3189.6
|  | Pipeline to Mechanical Evaporators | 50 | 38275.2 | 765.504 | 765.504 | 765.504 | 765.504
| New Seepage Collection/Interceptor System | Trench | 50 | 21264 | 425.28 | 425.28 | 425.28 | 425.28
|  | Pipeline | 50 | 9568.8 | 191.376 | 191.376 | 191.376 | 191.376
| Dam 16 | Trench | 50 | 21264 | 425.28 | 425.28 | 425.28 | 425.28
|  | Pumps | 10 | 21264 | 2126.4 | 2126.4 | 2126.4 | 2126.4
|  | Pipeline to Mechanical Evaporators | 50 | 22327.2 | 446.544 | 446.544 | 446.544 | 446.544
| Resevoir 4 | Tank | 50 | 212640 | 4252.8 | 4252.8 | 4252.8 | 4252.8
|  | Pump concrete | 50 | 1966.92 | 39.3384 | 39.3384 | 39.3384 | 39.3384
|  | Pumps | 10 | 37212 | 3721.2 | 3721.2 | 3721.2 | 3721.2
|  | Pipeline to Mechanical Evaporators | 50 | 128647.2 | 2572.944 | 2572.944 | 2572.944 | 2572.944
| Rustler Canyon/Res 9 | Tank | 50 | 265800 | 5316 | 5316 | 5316 | 5316
|  | Pump concrete | 50 | 4252.8 | 85.056 | 85.056 | 85.056 | 85.056
|  | Pumps | 10 | 42528 | 4252.8 | 4252.8 | 4252.8 | 4252.8
|  | Pumps | 10 | 42528 | 4252.8 | 4252.8 | 4252.8 | 4252.8
|  | Pipeline to Mechanical Evaporators | 50 | 128647.2 | 2572.944 | 2572.944 | 2572.944 | 2572.944
| Santa Rita Pit | Sumps | 50 | 159480 | 3189.6 | 3189.6 | 3189.6 | 3189.6
|  | Pumps | 10 | 127584 | 12758.4 | 12758.4 | 12758.4 | 12758.4
|  | Pipeline to Mechanical Evaporators | 50 | 105256.8 | 2105.136 | 2105.136 | 2105.136 | 2105.136
| Subtotal |  |  |  | 84133.1424 | 84133.1424 | 84133.1424 | 84133.1424
Shipping
Electrical
Automation
Installation
| Total |  |  |  | 84133.1424 | 84133.1424 | 84133.1424 | 84133.1424
Interceptor Wells/Gathering System for RO | Oswaldo Princess TBD Wells | TBD Wells | 50 | 1701120 | 34022.4 |  | 34022.4 | 34022.4
|  | Pumps | 10 | 212640 | 21264 |  | 21264 | 21264
|  | Pumps | 10 | 85056 | 8505.6 |  | 8505.6 | 8505.6
|  | Pipeline | 50 | 345540 | 6910.8 |  | 6910.8 | 6910.8
| Tailings Pond 7 Intercept Wells | Wells | 50 | 1063200 | 21264 | 21264 | 21264 | 21264
|  | Pumps | 10 | 318960 | 31896 | 31896 | 31896 | 31896
|  | Pipeline | 50 | 363614.4 | 7272.288 | 7272.288 | 7272.288 | 7272.288
| Tailings Pond 7 | Tank | 50 | 212640 | 4252.8 |  | 4252.8 | 4252.8
|  | Pump concrete | 50 | 1966.92 | 39.3384 |  | 39.3384 | 39.3384
|  | Pumps | 10 | 59539.2 | 5953.92 |  | 5953.92 | 5953.92
|  | Pipeline | 50 | 733608 | 14672.16 |  | 14672.16 | 14672.16
| 750K Tank | Tank Rehab | 25 | 318960 | 12758.4 |  | 12758.4 | 12758.4
|  | Pumps | 10 | 59539.2 | 5953.92 |  | 5953.92 | 5953.92
|  | Pipeline | 50 | 978144 | 19562.88 |  | 19562.88 | 19562.88
| Subtotal |  |  | 6454527.72 | 194328.5064 | 60432.288 | 194328.5064 | 194328.5064
Shipping
Electrical
Automation
Installation
| Total |  |  |  | 194328.5064 | 60432.288 | 194328.5064 | 194328.5064
WTP | Ivanhoe Concentrator | Tank Rehab | 50 | 318960 | 6379.2 |  | 6379.2 | 6379.2
|  | Influent and Effluent Feed Lines | 50 | 122268 | 2445.36 |  | 2445.36 | 2445.36
|  | Bag Filter Feed Pumps | 10 | 63792 | 6379.2 |  | 6379.2 | 6379.2
|  | Bag Filter Housing | 20 | 53160 | 2658 |  | 2658 | 2658
|  | Green Sand Filter | 20 | 339373.44 | 16968.672 |  | 16968.672 | 16968.672
|  | CIP | 30 | 48493.6152 | 1616.4538 |  | 1616.4538 | 1616.4538
|  | Reverse Osmosis | 30 | 1610164.3032 | 53672.1434 |  | 53672.1434 | 53672.1434
|  | Brine and Effluent Tanks | 50 | 42528 | 850.56 |  | 850.56 | 850.56
| HWWC | Energy Dissipation Structure | 50 | 10632 | 212.64 |  | 212.64 | 212.64
| Subtotal |  |  |  | 91182.2293 | 0 | 91182.2293 | 91182.2293
Shipping
Electrical
Automation
Installation
| Total |  |  |  | 91182.2293 | 0 | 91182.2293 | 91182.2293
Enhanced Evaporation | Main Pit | Sprayers | 10 | 1190784 | 119078.4 |  | 59539.2 | 44654.4
| Subtotal |  |  | 1190784 | 119078.4 | 0 | 59539.2 | 44654.4
Shipping
Electrical
Automation
Installation
| Total |  |  |  | 119078.4 | 0 | 59539.2 | 44654.4

## Table 12 Labor Costs
Gathering System for Evaporation |  | Labor Costs | Activities | Equipment | Number of Units | Time Required per Unit (hrs) | Cost per Hour (Fuel, Equipment, and Labor**) | Cost per Year
Operator Shifts | 2 | Operators, 40 hrs/wk per person (1) | Load Salt | Cat 972 | 1 | 26 | 139.365 | 3623.4898
Operator Rate | 23 | /hr (2) | Haul Salt* | Cat 770G | 10 | 26 | 107.6368 | 27985.5585
Operator Hours | 2080 | hrs/year per person | Dozer Assist Distribute Salt | Cat D6, SU Blade | 1 | 26 | 152.1699 | 3956.417
Total cost for all operators | 95680 | /yr | Load Local Cover | Cat 972 | 1 | 2 | 139.365 | 278.73
Overtime for operators | 15% | per person at | Haul Local Cover | Cat 770G | 3 | 2 | 107.6368 | 645.8206
Overtime hours for operators | 312 | /hr per person | Dozer Assist Distribute Local Cover | Cat D6, SU Blade | 1 | 2 | 152.1699 | 304.3398
Overtime cost for operators | 21528 | /yr | Road Maintenance | Cat 14M, Off-Hwy Water Tanker Truck,6,000-gal. | 1 | 28 | 294.8092 | 8254.657
Supervisor Shift | 1 | 40 hrs/wk | Sub Total |  |  |  |  | 45049.0127
Supervisor Rate | 42.19 | /hr (3) | Indirect Costs |  |  |  |  | 13514.7038
Supervisor Hours | 2080 | hrs/year | Total Cost per Year |  |  |  |  | 58563.7165
Total cost for supervisor | 87755.2 | /yr | *Using the longest possible salt hauling route of 4 miles
Overtime for supervisor | 10% | per person at | **Labor includes Equipment operators, Truck drivers, and Mechanics
Overtime hours for supervisor | 208 | /hr
Overtime cost for supervisor | 13163.28 | /yr
Fringe Rate per Hour | 6.79 | /hr (2)
Number of employees | 3
Benefit Cost | 42369.6 | /yr
Total Operator/Supervisor Cost | 260496.08 | /yr
WTP, Interceptor Wells, and Evaporation |  | Labor Costs
Operator Shifts | 4 | Operators, 40 hrs/wk per person (1)
Operator Rate | 23 | /hr (2)
Operator Hours | 2080 | hrs/year per person
Total cost for all operators | 191360 | /yr
Overtime for operators | 15% | per person at
Overtime hours for operators | 312 | /hr per person
Overtime cost for operators | 43056 | /yr
Supervisor Shift | 1 | 40 hrs/wk
Supervisor Rate | 42.19 | /hr (3)
Supervisor Hours | 2080 | hrs/year
Total cost for supervisor | 87755.2 | /yr
Overtime for supervisor | 10% | per person at
Overtime hours for supervisor | 208 | /hr
Overtime cost for supervisor | 13163.28 | /yr
Fringe Rate per Hour | 6.79 | /hr (2)
Number of employees | 5
Benefit Cost | 70616 | /yr
Total Operator/Supervisor Cost | 405950.48 | /yr
1 - Operator numbers are from experience with similar facilities.
2 - Wages from 2025 New Mexico Type “A” – Street, Highway, Utility & Light Engineering Prevailing Wages. Operator Group I.
https://www.dws.state.nm.us/Portals/0/DM/LaborRelations/Prevailing_Wage_Poster_A_2025.pdf
3 - Wages from 2025 New Mexico Type “A” – Street, Highway, Utility & Light Engineering Prevailing Wages. Operator Group X.
https://www.dws.state.nm.us/Portals/0/DM/LaborRelations/Prevailing_Wage_Poster_A_2025.pdf

## Table 13 Power Costs
Power Useage Table | [12 empty] | Yr6 gravity flow to RO | Yr 6 pump to rim |  | 1/2 GW | Area of stockpile | Headwall, Lamp Stockpiles, Kessel |  | West stockpile 1/2 GW |  |  | added this to stockpile evaporation
System | Location | Flow in Year 1 or 6 | Head | Max Power Useage | Run Time | Annual Power Consumption | Maximum Operation Cost ($0.045/kWh) | 0.045 |  |  |  |  | Interceptor Wells | Interceptor Wells | ave dist and elev gain to top of stockpile | [7 empty] | Collects intercepted water 1st 5 years pump to stockpile evaporators. | Year 6 it only pumps 5% not intercepted and runoff
|  | (gpm) | (ft) | (hp) | (hr/day) | (kWh/year) | ($/year) |  |  | Gathering Total | Sprayer/RO/Wells | Total | 4 Total Wells (RO Treatment) | 4 Total Wells (RO Treatment) | Both Stockpile Evaporation | East Headwall Interceptor Well | Kessel Waste Rock Stockpile | Reservoir 8 | Reservoir 7 | Dam 16 | Reservoir 4 | Rustler Canyon | Santa Rita Pit | Santa Rita Pit | Tailings Pond 7 Intercept Wells | Tailings Pond 7 | 750K Tank | Bag Filter Feed Pumps | RO Pumps | Sprayer Fan Motors
Gathering System for Evaporation | Stokpile Evaporation | 3421.0232 | 1000 | 1080.8598 | 24 | 7060535.1176 | 317724.0803 |  | Elevation Head |  |  |  | 1500 | 1300 | 1000 | 100 | 100 | 800 | 370 | 150 | 150 | 450 | 1000 | 1000 | 580 | 350 | 700 | 231 | 1155
| Kessel Waste Rock Stockpile | 35.7097 | 100 | 1.1283 | 24 | 7370.3007 | 331.6635 |  | Pipeline Length |  |  |  | 25000 | 25000 | 7000 | 1000 | 1000 | 13200 | 6000 | 3500 | 11000 | 11000 | 5000 | 5000 | 18000 | 30000 | 40000 | 100 | 10
| Reservoir 8 | 155.8801 | 800 | 39.3972 | 24 | 257355.848 | 11581.0132 |  | Efficiency Coefficient |  |  |  | 0.8 | 0.8 | 0.8 | 0.8 | 0.8 | 0.8 | 0.8 | 0.8 | 0.8 | 0.8 | 0.8 | 0.8 | 0.8 | 0.8 | 0.8 | 0.8 | 0.8
| Reservoir 7 | 213.4319 | 370 | 25.8087 | 24 | 168591.1404 | 7586.6013 |  | Inside Pipe Diameter (in) |  |  |  | 4 | 4 | 16 | 3 | 3 | 6 | 3 | 3 | 5 | 5 | 8 | 8 | 8 | 8 | 10 | 8 | 10
| Reservoir 4 | 177.0251 | 150 | 8.4618 | 24 | 55275.585 | 2487.4013 |  | Hazen Williams Roughness Coefficient |  |  |  | 140 | 140 | 140 | 140 | 140 | 140 | 140 | 140 | 140 | 140 | 140 | 140 | 140 | 140 | 140 | 140 | 140
| Santa Rita Pit | 448.305 | 1000 | 141.5854 | 24 | 924882.5593 | 41619.7152 |  | Flow Velocity (ft/sec) |  | 0.02437 |  | 3.6273 | 0.84296 | 2.7309 | 0.11353 | 0.81083 | 0.88486 | 4.8462 | 0.89433 | 1.447 | 0.062596 | 1.4315 | 0.31389 | 4.5022 | 4.5022 | 3.1257 | 6.0014 | 3.8409
| Tailings Pond 7 Intercept Wells | 1410 | 580 | 263.0422 | 24 | 1718278.8846 | 77322.5498 |  | Volumetric Flow Rate |  |  |  | 284 | 66 | 3421.0232 | 5 | 35.7097 | 155.8801 | 213.4319 | 39.3871 | 177.0251 | 7.6577 | 448.305 | 98.305 | 1410 | 1410 | 1529.5276 | 1879.5276 | 1879.5276
| Tailings Pond 7* | 1091 | 350 | 124 | 24 | 810009.168 | 36450.4126 |  | Friction Head Loss (ft water/ft) |  |  |  | 0.00090841 | 6.0888e-05 | 0.00010732 | 2.0755e-06 | 7.9138e-05 | 4.1592e-05 | 0.0021698 | 9.489e-05 | 0.00012782 | 3.8069e-07 | 7.2576e-05 | 4.3684e-06 | 0.00060594 | 0.00060594 | 0.00023788 | 0.0010318 | 0.00034842
| 750K Tank* | 1189 | 700 | 265 | 24 | 1731067.98 | 77898.0591 |  | Friction Head Loss Total (ft water) |  |  |  | 22.7103 | 1.5222 | 0.75122 | 0.0020755 | 0.079138 | 0.54902 | 13.0187 | 0.33212 | 1.406 | 0.0041876 | 0.36288 | 0.021842 | 10.9069 | 18.1782 | 9.5153 | 0.10318 | 0.0034842
| Total | [5 empty] | 573001.4963 |  | Total Dynamic Head (ft) |  |  |  | 1522.7103 | 1301.5222 | 1000.7512 | 100.0021 | 100.0791 | 800.549 | 383.0187 | 150.3321 | 151.406 | 450.0042 | 1000.3629 | 1000.0218 | 590.9069 | 368.1782 | 709.5153 | 231.1032 | 1155.0035
Interceptor Wells | Pumps* | 284 | 1500 | 136.5283 | 24 | 891848.5072 | 40133.1828 |  | Specific Gravity (Water) |  |  |  | 1 | 1 | 1 | 1 | 1 | 1 | 1 | 1 | 1 | 1 | 1 | 1 | 1 | 1 | 1 | 1 | 1
WTP | Bag Filter Feed Pumps* | 1539 | 231 | 112 | 24 | 731621.184 | 32922.9533 |  | Max Power |  |  |  | 136.5283 | 27.1196 | 1080.8598 | 0.15786 | 1.1283 | 39.3972 | 25.8087 | 1.8694 | 8.4618 | 1.0879 | 141.5854 | 31.0365 | 263.0422 | 163.8945 | 342.6149 | 137.133 | 685.3607 | 330
| RO Unit High Pressure Pumps* | 1539 | 1155 | 561 | 24 | 3664638.252 | 164908.7213 |  | Year | #REF! |  |  | (HP) | (HP) | (HP) | (HP) | (HP) | (HP) | (HP) | (HP) | (HP) | (HP) | (HP) | (HP) | (HP) | (HP) | (HP) | (HP) | (HP) | (HP)
| Total | [5 empty] | 197831.6746 |  | 1 | 1485.4874 | 0 | 1485.4874 | 0 | 0 | 1080.8598 | 0 | 0 | 0 | 0 | 0 | 0 | 0 | 141.5854 | 0 | 263.0422 | 0 | 0 | 0 | 0 | 0
Enhanced Evaporation | Sprayer Fan Motors* | NA | NA | 330 | 16 | 1437113.04 | 64670.0868 |  | 2 | 859.2192 | 0 | 859.2192 | 0 | 0 | 467.7438 | 0 | 0 | 0 | 0 | 0 | 0 | 0 | 141.5854 | 0 | 249.8901 | 0 | 0 | 0 | 0 | 0
* Indicates values for year 6 startup | [8 empty] | 3 | 621.2442 | 0 | 621.2442 | 0 | 0 | 242.2633 | 0 | 0 | 0 | 0 | 0 | 0 | 0 | 141.5854 | 0 | 237.3956 | 0 | 0 | 0 | 0 | 0
[9 empty] | 4 | 601.0171 | 0 | 601.0171 | 0 | 0 | 233.906 | 0 | 0 | 0 | 0 | 0 | 0 | 0 | 141.5854 | 0 | 225.5258 | 0 | 0 | 0 | 0 | 0
[9 empty] | 5 | 581.3836 | 0 | 581.3836 | 0 | 0 | 225.5487 | 0 | 0 | 0 | 0 | 0 | 0 | 0 | 141.5854 | 0 | 214.2495 | 0 | 0 | 0 | 0 | 0
[9 empty] | 6 | 660.5927 | 1149.1303 | 1836.8426 | 136.5283 | 27.1196 | 0 | 0.13655 | 0.7104 | 9.6472 | 11.575 | 1.8694 | 7.7664 | 1.0879 | 0 | 31.0365 | 203.537 | 126.8184 | 266.408 | 112.3108 | 561.3052 | 338.986
[9 empty] | 7 | 632.5643 | 1106.394 | 1766.0779 | 136.5283 | 27.1196 | 0 | 0.13655 | 0.7104 | 12.1959 | 12.7944 | 1.8694 | 6.5084 | 1.0879 | 0 | 31.0365 | 193.3602 | 120.4775 | 252.3873 | 107.744 | 538.4813 | 323.6402
| Power Cost by Year | [7 empty] | 8 | 602.4218 | 1059.5614 | 1689.1028 | 136.5283 | 27.1196 | 0 | 0.13655 | 0.7104 | 12.1959 | 12.7944 | 1.8694 | 5.244 | 1.0879 | 0 | 31.0365 | 183.6922 | 114.4536 | 239.2011 | 103.449 | 517.0157 | 302.5683
| Gathering System | Interceptor Wells/RO/Enhanced Evaporators | Total | [5 empty] | 9 | 573.8617 | 1014.4699 | 1615.4512 | 136.5283 | 27.1196 | 0 | 0.13655 | 0.7104 | 12.1959 | 12.7944 | 1.8694 | 3.9796 | 1.0879 | 0 | 31.0365 | 174.5076 | 108.731 | 226.8127 | 99.4139 | 496.8489 | 281.6788
Year | ($/year) | ($/year) | ($/year) | [5 empty] | 10 | 540.558 | 978.2627 | 1545.9402 | 136.5283 | 27.1196 | 0 | 0.13655 | 0.11018 | 7.3947 | 10.4972 | 1.8694 | 4.1782 | 1.0879 | 0 | 31.0365 | 165.7822 | 103.2944 | 215.1708 | 95.6219 | 477.8973 | 268.2151
1 | 453068.7405 | 0 | 453068.7405 | [5 empty] | 11 | 510.706 | 939.0952 | 1476.9208 | 136.5283 | 27.1196 | 0 | 0.13655 | 0.11018 | 4.9877 | 7.5768 | 1.8694 | 4.1782 | 0.96956 | 0 | 31.0365 | 157.4931 | 98.1297 | 204.2184 | 92.0545 | 460.0682 | 250.4442
2 | 262059.0349 | 0 | 262059.0349 | [5 empty] | 12 | 483.943 | 908.9711 | 1420.0336 | 136.5283 | 27.1196 | 0 | 0.13655 | 0.11018 | 4.9877 | 5.1274 | 1.6936 | 4.0012 | 0.10624 | 0 | 31.0365 | 149.6184 | 93.2232 | 193.902 | 88.6942 | 443.2744 | 240.474
3 | 189477.4366 | 0 | 189477.4366 | [5 empty] | 13 | 459.5538 | 870.1728 | 1356.8461 | 136.5283 | 27.1196 | 0 | 0.13655 | 0.11018 | 4.9877 | 5.1274 | 0.43817 | 2.7368 | 0.10624 | 0 | 31.0365 | 142.1375 | 88.5621 | 184.1747 | 85.5258 | 427.4395 | 220.6791
4 | 183308.2457 | 0 | 183308.2457 | [5 empty] | 14 | 435.8097 | 828.2917 | 1291.221 | 136.5283 | 27.1196 | 0 | 0.13655 | 0.11018 | 4.9877 | 2.8428 | 0.39669 | 2.035 | 0.10624 | 0 | 31.0365 | 135.0306 | 84.1339 | 174.9936 | 82.5354 | 412.4938 | 196.7342
5 | 177320.067 | 0 | 177320.067 | [5 empty] | 15 | 415.2438 | 796.1522 | 1238.5156 | 136.5283 | 27.1196 | 0 | 0.13655 | 0.11018 | 4.9877 | 2.8428 | 0.39669 | 1.104 | 0.10624 | 0 | 31.0365 | 128.2791 | 79.9273 | 166.3169 | 79.7092 | 398.3692 | 181.5454
6 | 201478.6033 | 302634.9442 | 504113.5475 | [5 empty] | 16 | 396.6299 | 776.9634 | 1200.7129 | 136.5283 | 27.1196 | 0 | 0.13655 | 0.11018 | 4.9877 | 2.8428 | 0.39669 | 1.104 | 0.10624 | 0 | 31.0365 | 121.8651 | 75.9309 | 158.1132 | 77.0371 | 385.0147 | 178.3833
7 | 192930.0355 | 291379.8898 | 484309.9253 | [5 empty] | 17 | 378.9738 | 758.8115 | 1164.9048 | 136.5283 | 27.1196 | 0 | 0.13655 | 0.11018 | 4.9877 | 2.8428 | 0.39669 | 1.104 | 0.10624 | 0 | 31.0365 | 115.7719 | 72.1343 | 150.347 | 74.5075 | 372.3722 | 175.4035
8 | 183736.6627 | 279046.069 | 462782.7317 | [5 empty] | 18 | 362.2225 | 741.5828 | 1130.9248 | 136.5283 | 27.1196 | 0 | 0.13655 | 0.11018 | 4.9877 | 2.8428 | 0.39669 | 1.104 | 0.10624 | 0 | 31.0365 | 109.9833 | 68.5276 | 142.991 | 72.1115 | 360.3975 | 172.5454
9 | 175025.9229 | 267170.7743 | 442196.6972 | [5 empty] | 19 | 346.3241 | 725.2849 | 1098.7286 | 136.5283 | 27.1196 | 0 | 0.13655 | 0.11018 | 4.9877 | 2.8428 | 0.39669 | 1.104 | 0.10624 | 0 | 31.0365 | 104.4841 | 65.1012 | 136.0181 | 69.8403 | 349.0465 | 169.8697
10 | 164868.4075 | 257635.2349 | 422503.6424 | [5 empty] | 20 | 331.2303 | 709.8697 | 1068.2196 | 136.5283 | 27.1196 | 0 | 0.13655 | 0.11018 | 4.9877 | 2.8428 | 0.39669 | 1.104 | 0.10624 | 0 | 31.0365 | 99.2599 | 61.8462 | 129.4036 | 67.6858 | 338.279 | 167.3765
11 | 155763.6362 | 247320.1047 | 403083.7409 | [5 empty] | 21 | 327.1879 | 705.3631 | 1059.6706 | 136.5283 | 27.1196 | 0 | 0.13655 | 0.11018 | 4.9877 | 2.8428 | 0.39669 | 1.104 | 0.10624 | 0 | 31.0365 | 97.9412 | 61.0246 | 127.5015 | 67.0663 | 335.1826 | 166.586
12 | 147601.0199 | 239386.6002 | 386987.6201 | [5 empty] | 22 | 326.8875 | 704.7155 | 1058.7226 | 136.5283 | 27.1196 | 0 | 0.13655 | 0.11018 | 4.9877 | 2.8428 | 0.39669 | 1.104 | 0.10624 | 0 | 31.0365 | 97.9412 | 61.0246 | 127.2011 | 66.9684 | 334.6936 | 166.5251
13 | 140162.3774 | 229168.6982 | 369331.0757 | [5 empty] | 23 | 326.601 | 704.0341 | 1057.7546 | 136.5283 | 27.1196 | 0 | 0.13655 | 0.11018 | 4.9877 | 2.8428 | 0.39669 | 1.104 | 0.10624 | 0 | 31.0365 | 97.9412 | 61.0246 | 126.9146 | 66.8751 | 334.2271 | 166.4035
14 | 132920.535 | 218138.8819 | 351059.4169 | [5 empty] | 24 | 326.3246 | 703.3725 | 1056.8167 | 136.5283 | 27.1196 | 0 | 0.13655 | 0.11018 | 4.9877 | 2.8428 | 0.39669 | 1.104 | 0.10624 | 0 | 31.0365 | 97.9412 | 61.0246 | 126.6382 | 66.7851 | 333.7772 | 166.2819
15 | 126647.998 | 209674.6246 | 336322.6226 | [5 empty] | 25 | 326.0561 | 702.7263 | 1055.902 | 136.5283 | 27.1196 | 0 | 0.13655 | 0.11018 | 4.9877 | 2.8428 | 0.39669 | 1.104 | 0.10624 | 0 | 31.0365 | 97.9412 | 61.0246 | 126.3697 | 66.6976 | 333.3401 | 166.1603
16 | 120970.8015 | 204621.0699 | 325591.8714 | [5 empty] | 26 | 325.7937 | 702.153 | 1055.0663 | 136.5283 | 27.1196 | 0 | 0.13655 | 0.11018 | 4.9877 | 2.8428 | 0.39669 | 1.104 | 0.10624 | 0 | 31.0365 | 97.9412 | 61.0246 | 126.1073 | 66.6122 | 332.913 | 166.0995
17 | 115585.7532 | 199840.5806 | 315426.3338 | [5 empty] | 27 | 325.5357 | 701.5274 | 1054.1827 | 136.5283 | 27.1196 | 0 | 0.13655 | 0.11018 | 4.9877 | 2.8428 | 0.39669 | 1.104 | 0.10624 | 0 | 31.0365 | 97.9412 | 61.0246 | 125.8494 | 66.5281 | 332.4931 | 165.9778
18 | 110476.6622 | 195303.2194 | 305779.8816 | [5 empty] | 28 | 325.2808 | 700.9078 | 1053.3082 | 136.5283 | 27.1196 | 0 | 0.13655 | 0.11018 | 4.9877 | 2.8428 | 0.39669 | 1.104 | 0.10624 | 0 | 31.0365 | 97.9412 | 61.0246 | 125.5945 | 66.4451 | 332.0781 | 165.8562
19 | 105627.6995 | 191011.0201 | 296638.7196 | [5 empty] | 29 | 325.029 | 700.355 | 1052.5035 | 136.5283 | 27.1196 | 0 | 0.13655 | 0.11018 | 4.9877 | 2.8428 | 0.39669 | 1.104 | 0.10624 | 0 | 31.0365 | 97.9412 | 61.0246 | 125.3426 | 66.3631 | 331.6681 | 165.7954
20 | 101024.1579 | 186951.2582 | 287975.4161 | [5 empty] | 30 | 324.7806 | 699.748 | 1051.6481 | 136.5283 | 27.1196 | 0 | 0.13655 | 0.11018 | 4.9877 | 2.8428 | 0.39669 | 1.104 | 0.10624 | 0 | 31.0365 | 97.9412 | 61.0246 | 125.0942 | 66.2821 | 331.2637 | 165.6738
21 | 99791.2251 | 185764.4134 | 285555.6384 | [5 empty] | 31 | 324.5357 | 699.2088 | 1050.8641 | 136.5283 | 27.1196 | 0 | 0.13655 | 0.11018 | 4.9877 | 2.8428 | 0.39669 | 1.104 | 0.10624 | 0 | 31.0365 | 97.9412 | 61.0246 | 124.8493 | 66.2024 | 330.8651 | 165.613
22 | 99699.611 | 185593.8543 | 285293.4653 | [5 empty] | 32 | 324.2948 | 698.6166 | 1050.031 | 136.5283 | 27.1196 | 0 | 0.13655 | 0.11018 | 4.9877 | 2.8428 | 0.39669 | 1.104 | 0.10624 | 0 | 31.0365 | 97.9412 | 61.0246 | 124.6084 | 66.1239 | 330.473 | 165.4914
23 | 99612.221 | 185414.4059 | 285026.6268 | [5 empty] | 33 | 324.0593 | 698.0957 | 1049.2746 | 136.5283 | 27.1196 | 0 | 0.13655 | 0.11018 | 4.9877 | 2.8428 | 0.39669 | 1.104 | 0.10624 | 0 | 31.0365 | 97.9412 | 61.0246 | 124.3729 | 66.0472 | 330.0896 | 165.4305
24 | 99527.9254 | 185240.1774 | 284768.1028 | [5 empty] | 34 | 323.8308 | 697.5276 | 1048.478 | 136.5283 | 27.1196 | 0 | 0.13655 | 0.11018 | 4.9877 | 2.8428 | 0.39669 | 1.104 | 0.10624 | 0 | 31.0365 | 97.9412 | 61.0246 | 124.1444 | 65.9728 | 329.7176 | 165.3089
25 | 99446.0275 | 185069.9934 | 284516.021 | [5 empty] | 35 | 323.6099 | 697.0354 | 1047.7649 | 136.5283 | 27.1196 | 0 | 0.13655 | 0.11018 | 4.9877 | 2.8428 | 0.39669 | 1.104 | 0.10624 | 0 | 31.0365 | 97.9412 | 61.0246 | 123.9235 | 65.9008 | 329.3581 | 165.2481
26 | 99366.0144 | 184919.0041 | 284285.0185 | [5 empty] | 36 | 323.3924 | 696.4887 | 1047.0007 | 136.5283 | 27.1196 | 0 | 0.13655 | 0.11018 | 4.9877 | 2.8428 | 0.39669 | 1.104 | 0.10624 | 0 | 31.0365 | 97.9412 | 61.0246 | 123.706 | 65.83 | 329.0039 | 165.1265
27 | 99287.3287 | 184754.2389 | 284041.5676 | [5 empty] | 37 | 323.1748 | 696.0028 | 1046.2971 | 136.5283 | 27.1196 | 0 | 0.13655 | 0.11018 | 4.9877 | 2.8428 | 0.39669 | 1.104 | 0.10624 | 0 | 31.0365 | 97.9412 | 61.0246 | 123.4884 | 65.7591 | 328.6497 | 165.0657
28 | 99209.5854 | 184591.0633 | 283800.6487 | [5 empty] | 38 | 322.958 | 695.5185 | 1045.5961 | 136.5283 | 27.1196 | 0 | 0.13655 | 0.11018 | 4.9877 | 2.8428 | 0.39669 | 1.104 | 0.10624 | 0 | 31.0365 | 97.9412 | 61.0246 | 123.2716 | 65.6885 | 328.2968 | 165.0049
29 | 99132.7681 | 184445.4651 | 283578.2332 | [5 empty] | 39 | 322.7425 | 694.9759 | 1044.838 | 136.5283 | 27.1196 | 0 | 0.13655 | 0.11018 | 4.9877 | 2.8428 | 0.39669 | 1.104 | 0.10624 | 0 | 31.0365 | 97.9412 | 61.0246 | 123.0561 | 65.6183 | 327.946 | 164.8833
30 | 99056.9999 | 184285.6213 | 283342.6211 | [5 empty] | 40 | 322.5286 | 694.4973 | 1044.1455 | 136.5283 | 27.1196 | 0 | 0.13655 | 0.11018 | 4.9877 | 2.8428 | 0.39669 | 1.104 | 0.10624 | 0 | 31.0365 | 97.9412 | 61.0246 | 122.8423 | 65.5486 | 327.5979 | 164.8224
31 | 98982.3122 | 184143.6155 | 283125.9278 | [5 empty] | 41 | 322.3173 | 694.0237 | 1043.4605 | 136.5283 | 27.1196 | 0 | 0.13655 | 0.11018 | 4.9877 | 2.8428 | 0.39669 | 1.104 | 0.10624 | 0 | 31.0365 | 97.9412 | 61.0246 | 122.6309 | 65.4798 | 327.2539 | 164.7616
32 | 98908.8434 | 183987.6506 | 282896.4939 | [5 empty] | 42 | 322.1093 | 693.4956 | 1042.7245 | 136.5283 | 27.1196 | 0 | 0.13655 | 0.11018 | 4.9877 | 2.8428 | 0.39669 | 1.104 | 0.10624 | 0 | 31.0365 | 97.9412 | 61.0246 | 122.4229 | 65.412 | 326.9152 | 164.64
33 | 98837.0191 | 183850.475 | 282687.4941 | [5 empty] | 43 | 321.9046 | 693.035 | 1042.0592 | 136.5283 | 27.1196 | 0 | 0.13655 | 0.11018 | 4.9877 | 2.8428 | 0.39669 | 1.104 | 0.10624 | 0 | 31.0365 | 97.9412 | 61.0246 | 122.2182 | 65.3454 | 326.5821 | 164.5792
34 | 98767.3167 | 183700.8637 | 282468.1804 | [5 empty] | 44 | 321.7034 | 692.581 | 1041.404 | 136.5283 | 27.1196 | 0 | 0.13655 | 0.11018 | 4.9877 | 2.8428 | 0.39669 | 1.104 | 0.10624 | 0 | 31.0365 | 97.9412 | 61.0246 | 122.017 | 65.2798 | 326.2545 | 164.5184
35 | 98699.9588 | 183571.2225 | 282271.1813 | [5 empty] | 45 | 321.506 | 692.0738 | 1040.6994 | 136.5283 | 27.1196 | 0 | 0.13655 | 0.11018 | 4.9877 | 2.8428 | 0.39669 | 1.104 | 0.10624 | 0 | 31.0365 | 97.9412 | 61.0246 | 121.8196 | 65.2156 | 325.9332 | 164.3968
36 | 98633.6038 | 183427.2579 | 282060.8616 | [5 empty] | 46 | 321.3129 | 691.6357 | 1040.0681 | 136.5283 | 27.1196 | 0 | 0.13655 | 0.11018 | 4.9877 | 2.8428 | 0.39669 | 1.104 | 0.10624 | 0 | 31.0365 | 97.9412 | 61.0246 | 121.6265 | 65.1526 | 325.6187 | 164.336
37 | 98567.2329 | 183299.2816 | 281866.5145 | [5 empty] | 47 | 321.1237 | 691.2053 | 1039.4485 | 136.5283 | 27.1196 | 0 | 0.13655 | 0.11018 | 4.9877 | 2.8428 | 0.39669 | 1.104 | 0.10624 | 0 | 31.0365 | 97.9412 | 61.0246 | 121.4373 | 65.091 | 325.3108 | 164.2751
38 | 98501.1214 | 183171.7429 | 281672.8642 | [5 empty] | 48 | 320.9381 | 690.782 | 1038.8397 | 136.5283 | 27.1196 | 0 | 0.13655 | 0.11018 | 4.9877 | 2.8428 | 0.39669 | 1.104 | 0.10624 | 0 | 31.0365 | 97.9412 | 61.0246 | 121.2517 | 65.0306 | 325.0087 | 164.2143
39 | 98435.3969 | 183028.8419 | 281464.2388 | [5 empty] | 49 | 320.7564 | 690.3661 | 1038.2421 | 136.5283 | 27.1196 | 0 | 0.13655 | 0.11018 | 4.9877 | 2.8428 | 0.39669 | 1.104 | 0.10624 | 0 | 31.0365 | 97.9412 | 61.0246 | 121.07 | 64.9714 | 324.7129 | 164.1535
40 | 98370.1725 | 182902.7998 | 281272.9723 | [5 empty] | 50 | 320.5786 | 689.9579 | 1037.6561 | 136.5283 | 27.1196 | 0 | 0.13655 | 0.11018 | 4.9877 | 2.8428 | 0.39669 | 1.104 | 0.10624 | 0 | 31.0365 | 97.9412 | 61.0246 | 120.8922 | 64.9135 | 324.4234 | 164.0927
41 | 98305.7168 | 182778.0542 | 281083.771 | [5 empty] | 51 | 320.4042 | 689.5565 | 1037.0803 | 136.5283 | 27.1196 | 0 | 0.13655 | 0.11018 | 4.9877 | 2.8428 | 0.39669 | 1.104 | 0.10624 | 0 | 31.0365 | 97.9412 | 61.0246 | 120.7178 | 64.8567 | 324.1396 | 164.0319
42 | 98242.2663 | 182638.9893 | 280881.2555 | [5 empty] | 52 | 320.233 | 689.1612 | 1036.5138 | 136.5283 | 27.1196 | 0 | 0.13655 | 0.11018 | 4.9877 | 2.8428 | 0.39669 | 1.104 | 0.10624 | 0 | 31.0365 | 97.9412 | 61.0246 | 120.5466 | 64.8009 | 323.8609 | 163.9711
43 | 98179.8502 | 182517.6844 | 280697.5347 | [5 empty] | 53 | 320.065 | 688.7113 | 1035.8958 | 136.5283 | 27.1196 | 0 | 0.13655 | 0.11018 | 4.9877 | 2.8428 | 0.39669 | 1.104 | 0.10624 | 0 | 31.0365 | 97.9412 | 61.0246 | 120.3786 | 64.7462 | 323.5873 | 163.8495
44 | 98118.4722 | 182398.1306 | 280516.6028 | [5 empty] | 54 | 319.9002 | 688.3286 | 1035.3484 | 136.5283 | 27.1196 | 0 | 0.13655 | 0.11018 | 4.9877 | 2.8428 | 0.39669 | 1.104 | 0.10624 | 0 | 31.0365 | 97.9412 | 61.0246 | 120.2138 | 64.6925 | 323.3191 | 163.7887
45 | 98058.2736 | 182264.5514 | 280322.825 | [5 empty] | 55 | 319.7384 | 687.9516 | 1034.8096 | 136.5283 | 27.1196 | 0 | 0.13655 | 0.11018 | 4.9877 | 2.8428 | 0.39669 | 1.104 | 0.10624 | 0 | 31.0365 | 97.9412 | 61.0246 | 120.052 | 64.6398 | 323.0556 | 163.7278
46 | 97999.363 | 182149.1599 | 280148.5229 | [5 empty] | 56 | 319.5792 | 687.5798 | 1034.2785 | 136.5283 | 27.1196 | 0 | 0.13655 | 0.11018 | 4.9877 | 2.8428 | 0.39669 | 1.104 | 0.10624 | 0 | 31.0365 | 97.9412 | 61.0246 | 119.8928 | 64.5879 | 322.7965 | 163.667
47 | 97941.66 | 182035.8054 | 279977.4654 | [5 empty] | 57 | 319.4228 | 687.2135 | 1033.7559 | 136.5283 | 27.1196 | 0 | 0.13655 | 0.11018 | 4.9877 | 2.8428 | 0.39669 | 1.104 | 0.10624 | 0 | 31.0365 | 97.9412 | 61.0246 | 119.7364 | 64.537 | 322.5419 | 163.6062
48 | 97885.071 | 181924.3304 | 279809.4014 | [5 empty] | 58 | 319.2694 | 686.8531 | 1033.2421 | 136.5283 | 27.1196 | 0 | 0.13655 | 0.11018 | 4.9877 | 2.8428 | 0.39669 | 1.104 | 0.10624 | 0 | 31.0365 | 97.9412 | 61.0246 | 119.583 | 64.4871 | 322.2923 | 163.5454
49 | 97829.6426 | 181814.813 | 279644.4556 | [5 empty] | 59 | 319.1188 | 686.4981 | 1032.7365 | 136.5283 | 27.1196 | 0 | 0.13655 | 0.11018 | 4.9877 | 2.8428 | 0.39669 | 1.104 | 0.10624 | 0 | 31.0365 | 97.9412 | 61.0246 | 119.4325 | 64.438 | 322.0472 | 163.4846
50 | 97775.4059 | 181707.3058 | 279482.7117 | [5 empty] | 60 | 318.9709 | 686.1483 | 1032.2387 | 136.5283 | 27.1196 | 0 | 0.13655 | 0.11018 | 4.9877 | 2.8428 | 0.39669 | 1.104 | 0.10624 | 0 | 31.0365 | 97.9412 | 61.0246 | 119.2845 | 64.3898 | 321.8063 | 163.4238
51 | 97722.2354 | 181601.5973 | 279323.8327 | [5 empty] | 61 | 318.8257 | 685.8039 | 1031.7492 | 136.5283 | 27.1196 | 0 | 0.13655 | 0.11018 | 4.9877 | 2.8428 | 0.39669 | 1.104 | 0.10624 | 0 | 31.0365 | 97.9412 | 61.0246 | 119.1394 | 64.3425 | 321.57 | 163.363
52 | 97670.0107 | 181497.4843 | 279167.495 | [5 empty] | 62 | 317.8236 | 683.4813 | 1028.4245 | 136.5283 | 27.1196 | 0 | 0.13655 | 0.11018 | 4.9877 | 2.8428 | 0.39669 | 1.104 | 0.10624 | 0 | 31.0365 | 97.9412 | 61.0246 | 118.1372 | 64.0161 | 319.9387 | 162.9981
53 | 97618.7575 | 181378.995 | 278997.7525 | [5 empty] | 63 | 317.2866 | 682.2498 | 1026.656 | 136.5283 | 27.1196 | 0 | 0.13655 | 0.11018 | 4.9877 | 2.8428 | 0.39669 | 1.104 | 0.10624 | 0 | 31.0365 | 97.9412 | 61.0246 | 117.6003 | 63.8412 | 319.0646 | 162.8157
54 | 97568.5033 | 181278.206 | 278846.7093 | [5 empty] | 64 | 317.2866 | 682.2498 | 1026.656 | 136.5283 | 27.1196 | 0 | 0.13655 | 0.11018 | 4.9877 | 2.8428 | 0.39669 | 1.104 | 0.10624 | 0 | 31.0365 | 97.9412 | 61.0246 | 117.6003 | 63.8412 | 319.0646 | 162.8157
55 | 97519.144 | 181178.9267 | 278698.0707 | [5 empty] | 65 | 317.2866 | 682.2498 | 1026.656 | 136.5283 | 27.1196 | 0 | 0.13655 | 0.11018 | 4.9877 | 2.8428 | 0.39669 | 1.104 | 0.10624 | 0 | 31.0365 | 97.9412 | 61.0246 | 117.6003 | 63.8412 | 319.0646 | 162.8157
56 | 97470.5904 | 181081.0064 | 278551.5968 | [5 empty] | 66 | 317.2866 | 682.2498 | 1026.656 | 136.5283 | 27.1196 | 0 | 0.13655 | 0.11018 | 4.9877 | 2.8428 | 0.39669 | 1.104 | 0.10624 | 0 | 31.0365 | 97.9412 | 61.0246 | 117.6003 | 63.8412 | 319.0646 | 162.8157
57 | 97422.896 | 180984.5356 | 278407.4316 | [5 empty] | 67 | 317.2866 | 682.2498 | 1026.656 | 136.5283 | 27.1196 | 0 | 0.13655 | 0.11018 | 4.9877 | 2.8428 | 0.39669 | 1.104 | 0.10624 | 0 | 31.0365 | 97.9412 | 61.0246 | 117.6003 | 63.8412 | 319.0646 | 162.8157
58 | 97376.1196 | 180889.6132 | 278265.7328 | [5 empty] | 68 | 317.2866 | 682.2498 | 1026.656 | 136.5283 | 27.1196 | 0 | 0.13655 | 0.11018 | 4.9877 | 2.8428 | 0.39669 | 1.104 | 0.10624 | 0 | 31.0365 | 97.9412 | 61.0246 | 117.6003 | 63.8412 | 319.0646 | 162.8157
59 | 97330.1961 | 180796.1298 | 278126.3259 | [5 empty] | 69 | 317.2866 | 682.2498 | 1026.656 | 136.5283 | 27.1196 | 0 | 0.13655 | 0.11018 | 4.9877 | 2.8428 | 0.39669 | 1.104 | 0.10624 | 0 | 31.0365 | 97.9412 | 61.0246 | 117.6003 | 63.8412 | 319.0646 | 162.8157
60 | 97285.0687 | 180703.9891 | 277989.0578 | [5 empty] | 70 | 317.2866 | 682.2498 | 1026.656 | 136.5283 | 27.1196 | 0 | 0.13655 | 0.11018 | 4.9877 | 2.8428 | 0.39669 | 1.104 | 0.10624 | 0 | 31.0365 | 97.9412 | 61.0246 | 117.6003 | 63.8412 | 319.0646 | 162.8157
61 | 97240.8016 | 180613.2998 | 277854.1014 | [5 empty] | 71 | 317.2866 | 682.2498 | 1026.656 | 136.5283 | 27.1196 | 0 | 0.13655 | 0.11018 | 4.9877 | 2.8428 | 0.39669 | 1.104 | 0.10624 | 0 | 31.0365 | 97.9412 | 61.0246 | 117.6003 | 63.8412 | 319.0646 | 162.8157
62 | 96935.1563 | 180001.6158 | 276936.7721 | [5 empty] | 72 | 317.2866 | 682.2498 | 1026.656 | 136.5283 | 27.1196 | 0 | 0.13655 | 0.11018 | 4.9877 | 2.8428 | 0.39669 | 1.104 | 0.10624 | 0 | 31.0365 | 97.9412 | 61.0246 | 117.6003 | 63.8412 | 319.0646 | 162.8157
63-100 | 96771.3803 | 179677.2965 | 276448.6768 | [5 empty] | 73 | 317.2866 | 682.2498 | 1026.656 | 136.5283 | 27.1196 | 0 | 0.13655 | 0.11018 | 4.9877 | 2.8428 | 0.39669 | 1.104 | 0.10624 | 0 | 31.0365 | 97.9412 | 61.0246 | 117.6003 | 63.8412 | 319.0646 | 162.8157
[9 empty] | 74 | 317.2866 | 682.2498 | 1026.656 | 136.5283 | 27.1196 | 0 | 0.13655 | 0.11018 | 4.9877 | 2.8428 | 0.39669 | 1.104 | 0.10624 | 0 | 31.0365 | 97.9412 | 61.0246 | 117.6003 | 63.8412 | 319.0646 | 162.8157
[9 empty] | 75 | 317.2866 | 682.2498 | 1026.656 | 136.5283 | 27.1196 | 0 | 0.13655 | 0.11018 | 4.9877 | 2.8428 | 0.39669 | 1.104 | 0.10624 | 0 | 31.0365 | 97.9412 | 61.0246 | 117.6003 | 63.8412 | 319.0646 | 162.8157
[9 empty] | 76 | 317.2866 | 682.2498 | 1026.656 | 136.5283 | 27.1196 | 0 | 0.13655 | 0.11018 | 4.9877 | 2.8428 | 0.39669 | 1.104 | 0.10624 | 0 | 31.0365 | 97.9412 | 61.0246 | 117.6003 | 63.8412 | 319.0646 | 162.8157
[9 empty] | 77 | 317.2866 | 682.2498 | 1026.656 | 136.5283 | 27.1196 | 0 | 0.13655 | 0.11018 | 4.9877 | 2.8428 | 0.39669 | 1.104 | 0.10624 | 0 | 31.0365 | 97.9412 | 61.0246 | 117.6003 | 63.8412 | 319.0646 | 162.8157
[9 empty] | 78 | 317.2866 | 682.2498 | 1026.656 | 136.5283 | 27.1196 | 0 | 0.13655 | 0.11018 | 4.9877 | 2.8428 | 0.39669 | 1.104 | 0.10624 | 0 | 31.0365 | 97.9412 | 61.0246 | 117.6003 | 63.8412 | 319.0646 | 162.8157
[9 empty] | 79 | 317.2866 | 682.2498 | 1026.656 | 136.5283 | 27.1196 | 0 | 0.13655 | 0.11018 | 4.9877 | 2.8428 | 0.39669 | 1.104 | 0.10624 | 0 | 31.0365 | 97.9412 | 61.0246 | 117.6003 | 63.8412 | 319.0646 | 162.8157
[9 empty] | 80 | 317.2866 | 682.2498 | 1026.656 | 136.5283 | 27.1196 | 0 | 0.13655 | 0.11018 | 4.9877 | 2.8428 | 0.39669 | 1.104 | 0.10624 | 0 | 31.0365 | 97.9412 | 61.0246 | 117.6003 | 63.8412 | 319.0646 | 162.8157
[9 empty] | 81 | 317.2866 | 682.2498 | 1026.656 | 136.5283 | 27.1196 | 0 | 0.13655 | 0.11018 | 4.9877 | 2.8428 | 0.39669 | 1.104 | 0.10624 | 0 | 31.0365 | 97.9412 | 61.0246 | 117.6003 | 63.8412 | 319.0646 | 162.8157
[9 empty] | 82 | 317.2866 | 682.2498 | 1026.656 | 136.5283 | 27.1196 | 0 | 0.13655 | 0.11018 | 4.9877 | 2.8428 | 0.39669 | 1.104 | 0.10624 | 0 | 31.0365 | 97.9412 | 61.0246 | 117.6003 | 63.8412 | 319.0646 | 162.8157
[9 empty] | 83 | 317.2866 | 682.2498 | 1026.656 | 136.5283 | 27.1196 | 0 | 0.13655 | 0.11018 | 4.9877 | 2.8428 | 0.39669 | 1.104 | 0.10624 | 0 | 31.0365 | 97.9412 | 61.0246 | 117.6003 | 63.8412 | 319.0646 | 162.8157
[9 empty] | 84 | 317.2866 | 682.2498 | 1026.656 | 136.5283 | 27.1196 | 0 | 0.13655 | 0.11018 | 4.9877 | 2.8428 | 0.39669 | 1.104 | 0.10624 | 0 | 31.0365 | 97.9412 | 61.0246 | 117.6003 | 63.8412 | 319.0646 | 162.8157
[9 empty] | 85 | 317.2866 | 682.2498 | 1026.656 | 136.5283 | 27.1196 | 0 | 0.13655 | 0.11018 | 4.9877 | 2.8428 | 0.39669 | 1.104 | 0.10624 | 0 | 31.0365 | 97.9412 | 61.0246 | 117.6003 | 63.8412 | 319.0646 | 162.8157
[9 empty] | 86 | 317.2866 | 682.2498 | 1026.656 | 136.5283 | 27.1196 | 0 | 0.13655 | 0.11018 | 4.9877 | 2.8428 | 0.39669 | 1.104 | 0.10624 | 0 | 31.0365 | 97.9412 | 61.0246 | 117.6003 | 63.8412 | 319.0646 | 162.8157
[9 empty] | 87 | 317.2866 | 682.2498 | 1026.656 | 136.5283 | 27.1196 | 0 | 0.13655 | 0.11018 | 4.9877 | 2.8428 | 0.39669 | 1.104 | 0.10624 | 0 | 31.0365 | 97.9412 | 61.0246 | 117.6003 | 63.8412 | 319.0646 | 162.8157
[9 empty] | 88 | 317.2866 | 682.2498 | 1026.656 | 136.5283 | 27.1196 | 0 | 0.13655 | 0.11018 | 4.9877 | 2.8428 | 0.39669 | 1.104 | 0.10624 | 0 | 31.0365 | 97.9412 | 61.0246 | 117.6003 | 63.8412 | 319.0646 | 162.8157
[9 empty] | 89 | 317.2866 | 682.2498 | 1026.656 | 136.5283 | 27.1196 | 0 | 0.13655 | 0.11018 | 4.9877 | 2.8428 | 0.39669 | 1.104 | 0.10624 | 0 | 31.0365 | 97.9412 | 61.0246 | 117.6003 | 63.8412 | 319.0646 | 162.8157
[9 empty] | 90 | 317.2866 | 682.2498 | 1026.656 | 136.5283 | 27.1196 | 0 | 0.13655 | 0.11018 | 4.9877 | 2.8428 | 0.39669 | 1.104 | 0.10624 | 0 | 31.0365 | 97.9412 | 61.0246 | 117.6003 | 63.8412 | 319.0646 | 162.8157
[9 empty] | 91 | 317.2866 | 682.2498 | 1026.656 | 136.5283 | 27.1196 | 0 | 0.13655 | 0.11018 | 4.9877 | 2.8428 | 0.39669 | 1.104 | 0.10624 | 0 | 31.0365 | 97.9412 | 61.0246 | 117.6003 | 63.8412 | 319.0646 | 162.8157
[9 empty] | 92 | 317.2866 | 682.2498 | 1026.656 | 136.5283 | 27.1196 | 0 | 0.13655 | 0.11018 | 4.9877 | 2.8428 | 0.39669 | 1.104 | 0.10624 | 0 | 31.0365 | 97.9412 | 61.0246 | 117.6003 | 63.8412 | 319.0646 | 162.8157
[9 empty] | 93 | 317.2866 | 682.2498 | 1026.656 | 136.5283 | 27.1196 | 0 | 0.13655 | 0.11018 | 4.9877 | 2.8428 | 0.39669 | 1.104 | 0.10624 | 0 | 31.0365 | 97.9412 | 61.0246 | 117.6003 | 63.8412 | 319.0646 | 162.8157
[9 empty] | 94 | 317.2866 | 682.2498 | 1026.656 | 136.5283 | 27.1196 | 0 | 0.13655 | 0.11018 | 4.9877 | 2.8428 | 0.39669 | 1.104 | 0.10624 | 0 | 31.0365 | 97.9412 | 61.0246 | 117.6003 | 63.8412 | 319.0646 | 162.8157
[9 empty] | 95 | 317.2866 | 682.2498 | 1026.656 | 136.5283 | 27.1196 | 0 | 0.13655 | 0.11018 | 4.9877 | 2.8428 | 0.39669 | 1.104 | 0.10624 | 0 | 31.0365 | 97.9412 | 61.0246 | 117.6003 | 63.8412 | 319.0646 | 162.8157
[9 empty] | 96 | 317.2866 | 682.2498 | 1026.656 | 136.5283 | 27.1196 | 0 | 0.13655 | 0.11018 | 4.9877 | 2.8428 | 0.39669 | 1.104 | 0.10624 | 0 | 31.0365 | 97.9412 | 61.0246 | 117.6003 | 63.8412 | 319.0646 | 162.8157
[9 empty] | 97 | 317.2866 | 682.2498 | 1026.656 | 136.5283 | 27.1196 | 0 | 0.13655 | 0.11018 | 4.9877 | 2.8428 | 0.39669 | 1.104 | 0.10624 | 0 | 31.0365 | 97.9412 | 61.0246 | 117.6003 | 63.8412 | 319.0646 | 162.8157
[9 empty] | 98 | 317.2866 | 682.2498 | 1026.656 | 136.5283 | 27.1196 | 0 | 0.13655 | 0.11018 | 4.9877 | 2.8428 | 0.39669 | 1.104 | 0.10624 | 0 | 31.0365 | 97.9412 | 61.0246 | 117.6003 | 63.8412 | 319.0646 | 162.8157
[9 empty] | 99 | 317.2866 | 682.2498 | 1026.656 | 136.5283 | 27.1196 | 0 | 0.13655 | 0.11018 | 4.9877 | 2.8428 | 0.39669 | 1.104 | 0.10624 | 0 | 31.0365 | 97.9412 | 61.0246 | 117.6003 | 63.8412 | 319.0646 | 162.8157
[9 empty] | 100 | 317.2866 | 682.2498 | 1026.656 | 136.5283 | 27.1196 | 0 | 0.13655 | 0.11018 | 4.9877 | 2.8428 | 0.39669 | 1.104 | 0.10624 | 0 | 31.0365 | 97.9412 | 61.0246 | 117.6003 | 63.8412 | 319.0646 | 162.8157
Note on Q4: [Threaded comment] Your version of Excel allows you to read this threaded comment; however, any edits to it will get removed if the file is opened in a newer version of Excel. Learn more: https://go.microsoft.com/fwlink/?linkid=870924 Comment: Add in 4 shallow wells at 200’ deep with a total flow of 68 gpm
Note on R4: [Threaded comment] Your version of Excel allows you to read this threaded comment; however, any edits to it will get removed if the file is opened in a newer version of Excel. Learn more: https://go.microsoft.com/fwlink/?linkid=870924 Comment: Add in 4 shallow wells at 200’ deep with a total flow of 68 gpm

## Table 14 Reagent Cost
Reagent | Dosing Rate |  | Cost | Operation Cost | Comments
| (mg/L) | (lbs/yr) | ($/lbs) | ($/yr)
Antiscalant | 3 | 14341.7982 | 1.924 | 27593.6197 |  | RO system has a volume of | 6552 | gallons for all 126 membranes
Biocide | 1 | 4780.5994 | 5.928 | 28339.3932 |  |  |  | average of 100 years is just one unit
RO High pH Cleaning Chemical | 0.17589 | 840.8571 | 6.1984 | 5211.9689 | 1 cleaning per month |  | 13104 | one high pH and one low per month
RO Low pH Cleaning Chemical | 0.17589 | 840.8571 | 6.76 | 5684.1943 | 1 cleaning per month |  | 0.29918 | gpm additional flow for cleaning
Cost (Year 6) |  |  |  | 66829.1761

## Table 15 Analytics Cost
| Discharge Permit | Total Number of Samples | Cost per Sample | Total Cost Estimation
Year | Monthly |  | ($) | ($)
1 | 0 | 0 | 1000 | 0
2 | 0 | 0 | 1000 | 0
3 | 0 | 0 | 1000 | 0
4 | 0 | 0 | 1000 | 0
5 | 0 | 0 | 1000 | 0
6 | 2 | 24 | 1000 | 24000
7 | 2 | 24 | 1000 | 24000
8 | 2 | 24 | 1000 | 24000
9 | 2 | 24 | 1000 | 24000
10 | 2 | 24 | 1000 | 24000
11 | 2 | 24 | 1000 | 24000
12 | 2 | 24 | 1000 | 24000
13 | 2 | 24 | 1000 | 24000
14 | 2 | 24 | 1000 | 24000
15 | 2 | 24 | 1000 | 24000
16 | 2 | 24 | 1000 | 24000
17 | 2 | 24 | 1000 | 24000
18 | 2 | 24 | 1000 | 24000
19 | 2 | 24 | 1000 | 24000
20 | 2 | 24 | 1000 | 24000
21 | 2 | 24 | 1000 | 24000
22 | 2 | 24 | 1000 | 24000
23 | 2 | 24 | 1000 | 24000
24 | 2 | 24 | 1000 | 24000
25 | 2 | 24 | 1000 | 24000
26 | 2 | 24 | 1000 | 24000
27 | 2 | 24 | 1000 | 24000
28 | 2 | 24 | 1000 | 24000
29 | 2 | 24 | 1000 | 24000
30 | 2 | 24 | 1000 | 24000
31 | 2 | 24 | 1000 | 24000
32 | 2 | 24 | 1000 | 24000
33 | 2 | 24 | 1000 | 24000
34 | 2 | 24 | 1000 | 24000
35 | 2 | 24 | 1000 | 24000
36 | 2 | 24 | 1000 | 24000
37 | 2 | 24 | 1000 | 24000
38 | 2 | 24 | 1000 | 24000
39 | 2 | 24 | 1000 | 24000
40 | 2 | 24 | 1000 | 24000
41 | 2 | 24 | 1000 | 24000
42 | 2 | 24 | 1000 | 24000
43 | 2 | 24 | 1000 | 24000
44 | 2 | 24 | 1000 | 24000
45 | 2 | 24 | 1000 | 24000
46 | 2 | 24 | 1000 | 24000
47 | 2 | 24 | 1000 | 24000
48 | 2 | 24 | 1000 | 24000
49 | 2 | 24 | 1000 | 24000
50 | 2 | 24 | 1000 | 24000
51 | 2 | 24 | 1000 | 24000
52 | 2 | 24 | 1000 | 24000
53 | 2 | 24 | 1000 | 24000
54 | 2 | 24 | 1000 | 24000
55 | 2 | 24 | 1000 | 24000
56 | 2 | 24 | 1000 | 24000
57 | 2 | 24 | 1000 | 24000
58 | 2 | 24 | 1000 | 24000
59 | 2 | 24 | 1000 | 24000
60 | 2 | 24 | 1000 | 24000
61 | 2 | 24 | 1000 | 24000
62 | 2 | 24 | 1000 | 24000
63 | 2 | 24 | 1000 | 24000
64 | 2 | 24 | 1000 | 24000
65 | 2 | 24 | 1000 | 24000
66 | 2 | 24 | 1000 | 24000
67 | 2 | 24 | 1000 | 24000
68 | 2 | 24 | 1000 | 24000
69 | 2 | 24 | 1000 | 24000
70 | 2 | 24 | 1000 | 24000
71 | 2 | 24 | 1000 | 24000
72 | 2 | 24 | 1000 | 24000
73 | 2 | 24 | 1000 | 24000
74 | 2 | 24 | 1000 | 24000
75 | 2 | 24 | 1000 | 24000
76 | 2 | 24 | 1000 | 24000
77 | 2 | 24 | 1000 | 24000
78 | 2 | 24 | 1000 | 24000
79 | 2 | 24 | 1000 | 24000
80 | 2 | 24 | 1000 | 24000
81 | 2 | 24 | 1000 | 24000
82 | 2 | 24 | 1000 | 24000
83 | 2 | 24 | 1000 | 24000
84 | 2 | 24 | 1000 | 24000
85 | 2 | 24 | 1000 | 24000
86 | 2 | 24 | 1000 | 24000
87 | 2 | 24 | 1000 | 24000
88 | 2 | 24 | 1000 | 24000
89 | 2 | 24 | 1000 | 24000
90 | 2 | 24 | 1000 | 24000
91 | 2 | 24 | 1000 | 24000
92 | 2 | 24 | 1000 | 24000
93 | 2 | 24 | 1000 | 24000
94 | 2 | 24 | 1000 | 24000
95 | 2 | 24 | 1000 | 24000
96 | 2 | 24 | 1000 | 24000
97 | 2 | 24 | 1000 | 24000
98 | 2 | 24 | 1000 | 24000
99 | 2 | 24 | 1000 | 24000
100 | 2 | 24 | 1000 | 24000