## 2019 CCP Summary
Date: | 2019-03-12
Project No.: | 113-01153
Subject: | Capital and O&M Cost Summary Table
Project Short Title: | Chino Mine Closure Closeout Plan
SUMMARY BY SYSTEM |  | SUMMARY BY CATEGORY
Indirect | Inputs | Cost Category | Cost | Indirect % | Indirect Cost | Total Cost
Capital Cost | 30% | Capital Cost | 12161404.5388 | 30% | 3648421.3616 | 15809825.9004
O&M Cost (commodities, labor routine maint, replacement) | 17.5% | O&M - Reagents | 62145517.6914 | 17.5% | 10875465.596 | 73020983.2874
Capital Cost Elements | 2018 Chino CCP Update | O&M - Analytical | 2150408 | 17.5% | 376321.4 | 2526729.4
Short-Term Evaporative Treatment System (ETS) | 1908800 | O&M - Power | 28329476.3845 | 17.5% | 4957658.3673 | 33287134.7517
Long-Term ETS | 429833 | O&M - Replacement O&M | 17984722.2966 | 17.5% | 3147326.4019 | 21132048.6986
South Mine Area Water Treatment System (STS) | 7585046.5088 | O&M - Routine Maintenance1 | 19544702.2553 | 17.5% | 3420322.8947 | 22965025.15
Water Collection/Conveyance for STS | 1564227.03 | O&M - Labor | 61232380.6441 | 17.5% | 10715666.6127 | 71948047.2569
Sludge Disposal Facility for STS | 138682 | Total, Capital | 203548611.8107 |  | 37141182.6342 | 240689794.4449
Salt Disposal Facility for ETS | 534816 | 1 Disposal costs for the Salt Disposal Facility and Sludge Disposal Facility are included with Labor
Subtotal, Capital | 12161404.5388
Indirect Costs, Capital | 3648421.3616
Total, Capital | 15809825.9004
O&M Costs - Commodities (Reagents, Analytical, Power)
Short-Term ETS | 12236266.3214
Long-Term ETS | 840074.0001
South Mine Area Water Treatment System (STS) | 68520567.6791
Water Collection/Conveyance for STS | 11028494.0753
Sludge Disposal Facility for STS | 0
Salt Disposal Facility for ETS | 0
Subtotal, O&M Commodities | 92625402.0758
Indirect Costs, O&M Commodities | 16209445.3633
Total, O&M Commodities | 108834847.4391
O&M Costs - Replacement O&M, Routine Maintenance, Labor
Short-Term ETS | 940653.6
Long-Term ETS | 4966037.8645
South Mine Area Water Treatment System (STS) | 65095852.2583
Water Collection/Conveyance for STS | 14119679.569
Sludge Disposal Facility for STS | 7549128.094
Salt Disposal Facility for ETS | 6090453.8101
Subtotal, O&M Labor, Routine Maintenance | 98761805.196
Indirect Costs, O&M Labor, Routine Maintenance | 17283315.9093
Total, O&M Labor, Routine Maintenance | 116045121.1054
Total, O&M | 224879968.5445
Total, Capital and O&M in Current Costs | 240689794.4449

## 2019 CCP Cash Flow
[17 empty] | Indirect |  |  | Inputs
Date: |  | 2019-03-12 | [14 empty] | Capital Cost |  |  | 30%
Project No.: |  | 113-01153 | [14 empty] | O&M Cost (power, reagents, analytical) |  |  | 17.5%
Subject: |  | Summary Cash Flow in Current Costs | [14 empty] | O&M Cost (replacement O&M, labor, routine maintenance) |  |  | 17.5%
Project Short Title: |  | Chino Mine Closure Closeout Plan
Year | Short-Term ETS |  |  | Long-Term ETS |  |  | STS |  |  | Water Conveyance |  |  | Sludge Disposal Facility |  | Salt Disposal Facility |  | Total
| Capital | Power | Replacement O&M, Routine Maintenance, Labor | Capital | Power | Replacement O&M, Routine Maintenance, Labor | Capital | Reagents, Analytical, Power | Replacement O&M, Routine Maintenance, Labor | Capital | Power | Replacement O&M, Routine Maintenance, Labor | Capital | Replacement O&M, Routine Maintenance, Labor | Capital | Replacement O&M, Routine Maintenance, Labor | Capital Cost Subtotal | Capital Cost Indirects | O&M Cost Subtotal (Reagents, Analytical, Power) | O&M Subtotal (Reagents, Analytical, Power) Indirects | O&M Subtotal (Replacement O&M, Routine Maintenance, Labor) | O&M Subtotal (Replacement O&M, Routine Maintenance, Labor) Indirects | Total Cost
0 | 1908800 | 0 | 0 | 0 | 0 | 0 | 0 | 0 | 0 | 0 | 0 | 0 | 0 | 0 | 0 | 0 | 1908800 | 572640 | 0 | 0 | 0 | 0 | 2481440
1 | 0 | 2721414.6382 | 156775.6 | 0 | 0 | 0 | 0 | 12896 | 0 | 0 | 0 | 0 | 0 | 0 | 0 | 0 | 0 | 0 | 2734310.6382 | 478504.3617 | 156775.6 | 27435.73 | 3397026.3299
2 | 0 | 2862639.4825 | 156775.6 | 0 | 0 | 0 | 0 | 12896 | 0 | 0 | 0 | 0 | 0 | 0 | 0 | 0 | 0 | 0 | 2875535.4825 | 503218.7094 | 156775.6 | 27435.73 | 3562965.522
3 | 0 | 2380132.8471 | 156775.6 | 0 | 0 | 0 | 0 | 12896 | 0 | 0 | 0 | 0 | 0 | 0 | 0 | 0 | 0 | 0 | 2393028.8471 | 418780.0482 | 156775.6 | 27435.73 | 2996020.2254
4 | 0 | 1900348.6163 | 156775.6 | 0 | 0 | 0 | 0 | 12896 | 0 | 0 | 0 | 0 | 0 | 0 | 0 | 0 | 0 | 0 | 1913244.6163 | 334817.8079 | 156775.6 | 27435.73 | 2432273.7542
5 | 0 | 1423160.9348 | 156775.6 | 0 | 0 | 0 | 7585046.5088 | 12896 | 0 | 0 | 0 | 0 | 0 | 0 | 0 | 0 | 7585046.5088 | 2275513.9526 | 1436056.9348 | 251309.9636 | 156775.6 | 27435.73 | 11732138.6898
6 | 0 | 948569.8024 | 156775.6 | 0 | 0 | 0 | 0 | 1765016.9111 | 1112925.6827 | 1564227.03 | 156050.5452 | 148628.206 | 138682 | 213756.9738 | 0 | 0 | 1702909.03 | 510872.709 | 2869637.2587 | 502186.5203 | 1632086.4625 | 285615.1309 | 7503307.1115
7 | 0 | 0 | 0 | 429833 | 46133.7048 | 54997.173 | 0 | 1606305.5207 | 1112925.6827 | 0 | 157284.4551 | 148628.206 | 0 | 195617.1052 | 534816 | 222003.8167 | 964649 | 289394.7 | 1809723.6805 | 316701.6441 | 1734171.9836 | 303480.0971 | 5418121.1054
8 | 0 | 0 | 0 | 0 | 46133.7048 | 54997.173 | 0 | 1614124.2149 | 1112925.6827 | 0 | 157284.4551 | 148628.206 | 0 | 195992.8735 | 0 | 222003.8167 | 0 | 0 | 1817542.3747 | 318069.9156 | 1734547.752 | 303545.8566 | 4173705.8989
9 | 0 | 0 | 0 | 0 | 46133.7048 | 54997.173 | 0 | 1620590.26 | 1112925.6827 | 0 | 157284.4551 | 148628.206 | 0 | 196267.3734 | 0 | 222003.8167 | 0 | 0 | 1824008.4198 | 319201.4735 | 1734822.2519 | 303593.8941 | 4181626.0392
10 | 0 | 0 | 0 | 0 | 46133.7048 | 54997.173 | 0 | 1627078.3145 | 1112925.6827 | 0 | 157284.4551 | 148628.206 | 0 | 196432.0293 | 0 | 222003.8167 | 0 | 0 | 1830496.4743 | 320336.883 | 1734986.9077 | 303622.7088 | 4189442.9739
11 | 0 | 0 | 0 | 0 | 46133.7048 | 54997.173 | 0 | 1506109.5258 | 1112925.6827 | 0 | 157284.4551 | 148628.206 | 0 | 180595.1497 | 0 | 222003.8167 | 0 | 0 | 1709527.6856 | 299167.345 | 1719150.0281 | 300851.2549 | 4028696.3137
12 | 0 | 0 | 0 | 0 | 46133.7048 | 54997.173 | 0 | 1402101.3046 | 1112925.6827 | 0 | 157284.4551 | 148628.206 | 0 | 166307.8587 | 0 | 222003.8167 | 0 | 0 | 1605519.4644 | 280965.9063 | 1704862.7371 | 298350.979 | 3889699.0869
13 | 0 | 0 | 0 | 0 | 26320.9773 | 54997.173 | 0 | 1189731.5944 | 1112925.6827 | 0 | 132525.4446 | 148628.206 | 0 | 142016.7435 | 0 | 211886.3782 | 0 | 0 | 1348578.0163 | 236001.1528 | 1670454.1834 | 292329.4821 | 3547362.8347
14 | 0 | 0 | 0 | 0 | 26088.2298 | 54997.173 | 0 | 1088373.4297 | 1112925.6827 | 0 | 132525.4446 | 148628.206 | 0 | 128125.4566 | 0 | 202515.554 | 0 | 0 | 1246987.104 | 218222.7432 | 1647192.0723 | 288258.6127 | 3400660.5321
15 | 0 | 0 | 0 | 0 | 25855.4822 | 54997.173 | 0 | 967998.0584 | 1112925.6827 | 0 | 132525.4446 | 148628.206 | 0 | 110718.7977 | 0 | 193144.7279 | 0 | 0 | 1126378.9852 | 197116.3224 | 1620414.5873 | 283572.5528 | 3227482.4477
16 | 0 | 0 | 0 | 0 | 25622.7347 | 54997.173 | 0 | 944829.4243 | 634901.1227 | 0 | 132525.4446 | 148628.206 | 0 | 107564.1502 | 0 | 183773.8897 | 0 | 0 | 1102977.6035 | 193021.0806 | 1129864.5417 | 197726.2948 | 2623589.5206
17 | 0 | 0 | 0 | 0 | 25389.9872 | 54997.173 | 0 | 922036.6554 | 634901.1227 | 0 | 132525.4446 | 148628.206 | 0 | 104483.854 | 0 | 174403.0592 | 0 | 0 | 1079952.0871 | 188991.6152 | 1117413.4149 | 195547.3476 | 2581904.4648
18 | 0 | 0 | 0 | 0 | 24587.4481 | 54997.173 | 0 | 899613.8981 | 634901.1227 | 0 | 132525.4446 | 148628.206 | 0 | 101475.3343 | 0 | 165032.2353 | 0 | 0 | 1056726.7908 | 184927.1884 | 1105034.0713 | 193380.9625 | 2540069.013
19 | 0 | 0 | 0 | 0 | 23215.1177 | 54997.173 | 0 | 877555.0873 | 634901.1227 | 0 | 132525.4446 | 148628.206 | 0 | 98536.1223 | 0 | 155661.4003 | 0 | 0 | 1033295.6495 | 180826.7387 | 1092724.0244 | 191226.7043 | 2498073.1168
20 | 0 | 0 | 0 | 0 | 21747.8219 | 54997.173 | 0 | 855854.8783 | 634901.1227 | 0 | 132525.4446 | 148628.206 | 0 | 95663.891 | 0 | 146290.5678 | 0 | 0 | 1010128.1448 | 176772.4253 | 1080480.9604 | 189084.1681 | 2456465.6986
21 | 0 | 0 | 0 | 0 | 20280.5262 | 54997.173 | 0 | 834507.9004 | 634901.1227 | 0 | 132525.4446 | 148628.206 | 0 | 92856.416 | 0 | 136919.7344 | 0 | 0 | 987313.8712 | 172779.9275 | 1068302.6522 | 186952.9641 | 2415349.4149
22 | 0 | 0 | 0 | 0 | 18908.1958 | 54997.173 | 0 | 813715.452 | 634901.1227 | 0 | 132525.4446 | 148628.206 | 0 | 90167.7247 | 0 | 127548.9078 | 0 | 0 | 965149.0923 | 168901.0912 | 1056243.1342 | 184842.5485 | 2375135.8662
23 | 0 | 0 | 0 | 0 | 17440.9 | 54997.173 | 0 | 797797.9454 | 634901.1227 | 0 | 132525.4446 | 148628.206 | 0 | 88216.2566 | 0 | 118178.0817 | 0 | 0 | 947764.29 | 165858.7507 | 1044920.84 | 182861.147 | 2341405.0277
24 | 0 | 0 | 0 | 0 | 15973.6043 | 54997.173 | 0 | 781893.5987 | 634901.1227 | 0 | 132525.4446 | 148628.206 | 0 | 86277.0681 | 0 | 108807.2494 | 0 | 0 | 930392.6476 | 162818.7133 | 1033610.8192 | 180881.8934 | 2307704.0734
25 | 0 | 0 | 0 | 0 | 14601.2738 | 54997.173 | 0 | 757752.4007 | 634901.1227 | 0 | 132525.4446 | 148628.206 | 0 | 83041.0611 | 0 | 99436.4157 | 0 | 0 | 904879.1191 | 158353.8458 | 1021003.9785 | 178675.6962 | 2262912.6397
26 | 0 | 0 | 0 | 0 | 13133.9781 | 54997.173 | 0 | 740928.0246 | 634901.1227 | 0 | 132525.4446 | 148628.206 | 0 | 80978.596 | 0 | 90065.585 | 0 | 0 | 886587.4473 | 155152.8033 | 1009570.6828 | 176674.8695 | 2227985.8028
27 | 0 | 0 | 0 | 0 | 11761.6476 | 52244.519 | 0 | 724352.8837 | 634901.1227 | 0 | 132525.4446 | 148628.206 | 0 | 78941.6764 | 0 | 80694.7549 | 0 | 0 | 868639.9759 | 152011.9958 | 995410.279 | 174196.7988 | 2190259.0495
28 | 0 | 0 | 0 | 0 | 10294.3519 | 52244.519 | 0 | 708023.8674 | 634901.1227 | 0 | 132525.4446 | 148628.206 | 0 | 76930.2614 | 0 | 71323.9268 | 0 | 0 | 850843.6639 | 148897.6412 | 984028.0359 | 172204.9063 | 2155974.2473
29 | 0 | 0 | 0 | 0 | 8922.0214 | 52244.519 | 0 | 691942.1092 | 634901.1227 | 0 | 132525.4446 | 148628.206 | 0 | 74944.3902 | 0 | 61953.0961 | 0 | 0 | 833389.5752 | 145843.1757 | 972671.334 | 170217.4834 | 2122121.5682
30 | 0 | 0 | 0 | 0 | 7454.7257 | 52244.519 | 0 | 676105.9309 | 634901.1227 | 0 | 132525.4446 | 148628.206 | 0 | 72984.0498 | 0 | 52582.2655 | 0 | 0 | 816086.1012 | 142815.0677 | 961340.163 | 168234.5285 | 2088475.8604
31 | 0 | 0 | 0 | 0 | 6082.3952 | 52244.519 | 0 | 660514.3841 | 634901.1227 | 0 | 132525.4446 | 148628.206 | 0 | 71049.242 | 0 | 43211.4355 | 0 | 0 | 799122.2239 | 139846.3892 | 950034.5253 | 166256.0419 | 2055259.1803
32 | 0 | 0 | 0 | 0 | 4615.0995 | 52244.519 | 0 | 645167.0292 | 634901.1227 | 0 | 132525.4446 | 148628.206 | 0 | 69139.9759 | 0 | 33840.6035 | 0 | 0 | 782307.5733 | 136903.8253 | 938754.4272 | 164282.0248 | 2022247.8505
33 | 0 | 0 | 0 | 0 | 3161.4008 | 52244.519 | 0 | 631635.1225 | 634901.1227 | 0 | 107032.7634 | 148628.206 | 0 | 68449.4959 | 0 | 33840.6035 | 0 | 0 | 741829.2866 | 129820.1252 | 938063.9471 | 164161.1907 | 1973874.5497
34 | 0 | 0 | 0 | 0 | 3161.4008 | 52244.519 | 0 | 626795.9296 | 634901.1227 | 0 | 107032.7634 | 148628.206 | 0 | 67777.7255 | 0 | 33840.6035 | 0 | 0 | 736990.0937 | 128973.2664 | 937392.1767 | 164043.6309 | 1967399.1677
35 | 0 | 0 | 0 | 0 | 3161.4008 | 52244.519 | 0 | 621815.5853 | 634901.1227 | 0 | 107032.7634 | 148628.206 | 0 | 67096.6025 | 0 | 33840.6035 | 0 | 0 | 732009.7494 | 128101.7061 | 936711.0538 | 163924.4344 | 1960746.9437
36 | 0 | 0 | 0 | 0 | 3161.4008 | 52244.519 | 0 | 616842.8108 | 634901.1227 | 0 | 107032.7634 | 148628.206 | 0 | 66415.4868 | 0 | 33840.6035 | 0 | 0 | 727036.9749 | 127231.4706 | 936029.9381 | 163805.2392 | 1954103.6228
37 | 0 | 0 | 0 | 0 | 3161.4008 | 52244.519 | 0 | 611876.5367 | 634901.1227 | 0 | 107032.7634 | 148628.206 | 0 | 65734.359 | 0 | 33840.6035 | 0 | 0 | 722070.7008 | 126362.3726 | 935348.8103 | 163686.0418 | 1947467.9255
38 | 0 | 0 | 0 | 0 | 3161.4008 | 52244.519 | 0 | 606916.7921 | 634901.1227 | 0 | 107032.7634 | 148628.206 | 0 | 65053.2195 | 0 | 33840.6035 | 0 | 0 | 717110.9563 | 125494.4173 | 934667.6708 | 163566.8424 | 1940839.8868
39 | 0 | 0 | 0 | 0 | 3161.4008 | 52244.519 | 0 | 601964.6199 | 634901.1227 | 0 | 107032.7634 | 148628.206 | 0 | 64372.0874 | 0 | 33840.6035 | 0 | 0 | 712158.784 | 124627.7872 | 933986.5386 | 163447.6443 | 1934220.7541
40 | 0 | 0 | 0 | 0 | 3161.4008 | 52244.519 | 0 | 597019.9954 | 634901.1227 | 0 | 107032.7634 | 148628.206 | 0 | 63690.9621 | 0 | 33840.6035 | 0 | 0 | 707214.1595 | 123762.4779 | 933305.4133 | 163328.4473 | 1927610.4981
41 | 0 | 0 | 0 | 0 | 3161.4008 | 52244.519 | 0 | 597019.9954 | 634901.1227 | 0 | 107032.7634 | 148628.206 | 0 | 63690.9621 | 0 | 33840.6035 | 0 | 0 | 707214.1595 | 123762.4779 | 933305.4133 | 163328.4473 | 1927610.4981
42 | 0 | 0 | 0 | 0 | 3161.4008 | 52244.519 | 0 | 597019.9954 | 634901.1227 | 0 | 107032.7634 | 148628.206 | 0 | 63690.9621 | 0 | 33840.6035 | 0 | 0 | 707214.1595 | 123762.4779 | 933305.4133 | 163328.4473 | 1927610.4981
43 | 0 | 0 | 0 | 0 | 3161.4008 | 52244.519 | 0 | 597019.9954 | 634901.1227 | 0 | 107032.7634 | 148628.206 | 0 | 63690.9621 | 0 | 33840.6035 | 0 | 0 | 707214.1595 | 123762.4779 | 933305.4133 | 163328.4473 | 1927610.4981
44 | 0 | 0 | 0 | 0 | 3161.4008 | 52244.519 | 0 | 597019.9954 | 634901.1227 | 0 | 107032.7634 | 148628.206 | 0 | 63690.9621 | 0 | 33840.6035 | 0 | 0 | 707214.1595 | 123762.4779 | 933305.4133 | 163328.4473 | 1927610.4981
45 | 0 | 0 | 0 | 0 | 3161.4008 | 52244.519 | 0 | 597019.9954 | 634901.1227 | 0 | 107032.7634 | 148628.206 | 0 | 63690.9621 | 0 | 33840.6035 | 0 | 0 | 707214.1595 | 123762.4779 | 933305.4133 | 163328.4473 | 1927610.4981
46 | 0 | 0 | 0 | 0 | 3161.4008 | 52244.519 | 0 | 597019.9954 | 634901.1227 | 0 | 107032.7634 | 148628.206 | 0 | 63690.9621 | 0 | 33840.6035 | 0 | 0 | 707214.1595 | 123762.4779 | 933305.4133 | 163328.4473 | 1927610.4981
47 | 0 | 0 | 0 | 0 | 3161.4008 | 52244.519 | 0 | 597019.9954 | 634901.1227 | 0 | 107032.7634 | 148628.206 | 0 | 63690.9621 | 0 | 33840.6035 | 0 | 0 | 707214.1595 | 123762.4779 | 933305.4133 | 163328.4473 | 1927610.4981
48 | 0 | 0 | 0 | 0 | 3161.4008 | 52244.519 | 0 | 597019.9954 | 634901.1227 | 0 | 107032.7634 | 148628.206 | 0 | 63690.9621 | 0 | 33840.6035 | 0 | 0 | 707214.1595 | 123762.4779 | 933305.4133 | 163328.4473 | 1927610.4981
49 | 0 | 0 | 0 | 0 | 3161.4008 | 52244.519 | 0 | 597019.9954 | 634901.1227 | 0 | 107032.7634 | 148628.206 | 0 | 63690.9621 | 0 | 33840.6035 | 0 | 0 | 707214.1595 | 123762.4779 | 933305.4133 | 163328.4473 | 1927610.4981
50 | 0 | 0 | 0 | 0 | 3161.4008 | 52244.519 | 0 | 597019.991 | 634901.1227 | 0 | 107032.7634 | 148628.206 | 0 | 63690.9618 | 0 | 33840.6035 | 0 | 0 | 707214.1551 | 123762.4771 | 933305.413 | 163328.4473 | 1927610.4926
51 | 0 | 0 | 0 | 0 | 3161.4008 | 52244.519 | 0 | 597019.9954 | 634901.1227 | 0 | 107032.7634 | 148628.206 | 0 | 63690.9621 | 0 | 33840.6035 | 0 | 0 | 707214.1595 | 123762.4779 | 933305.4133 | 163328.4473 | 1927610.4981
52 | 0 | 0 | 0 | 0 | 3161.4008 | 52244.519 | 0 | 597019.9954 | 634901.1227 | 0 | 107032.7634 | 148628.206 | 0 | 63690.9621 | 0 | 33840.6035 | 0 | 0 | 707214.1595 | 123762.4779 | 933305.4133 | 163328.4473 | 1927610.4981
53 | 0 | 0 | 0 | 0 | 3161.4008 | 52244.519 | 0 | 597019.9954 | 634901.1227 | 0 | 107032.7634 | 148628.206 | 0 | 63690.9621 | 0 | 33840.6035 | 0 | 0 | 707214.1595 | 123762.4779 | 933305.4133 | 163328.4473 | 1927610.4981
54 | 0 | 0 | 0 | 0 | 3161.4008 | 52244.519 | 0 | 597019.9954 | 634901.1227 | 0 | 107032.7634 | 148628.206 | 0 | 63690.9621 | 0 | 33840.6035 | 0 | 0 | 707214.1595 | 123762.4779 | 933305.4133 | 163328.4473 | 1927610.4981
55 | 0 | 0 | 0 | 0 | 3161.4008 | 52244.519 | 0 | 597019.991 | 634901.1227 | 0 | 107032.7634 | 148628.206 | 0 | 63690.9618 | 0 | 33840.6035 | 0 | 0 | 707214.1551 | 123762.4771 | 933305.413 | 163328.4473 | 1927610.4926
56 | 0 | 0 | 0 | 0 | 3161.4008 | 52244.519 | 0 | 597019.9954 | 634901.1227 | 0 | 107032.7634 | 148628.206 | 0 | 63690.9621 | 0 | 33840.6035 | 0 | 0 | 707214.1595 | 123762.4779 | 933305.4133 | 163328.4473 | 1927610.4981
57 | 0 | 0 | 0 | 0 | 3161.4008 | 52244.519 | 0 | 597019.9954 | 634901.1227 | 0 | 107032.7634 | 148628.206 | 0 | 63690.9621 | 0 | 33840.6035 | 0 | 0 | 707214.1595 | 123762.4779 | 933305.4133 | 163328.4473 | 1927610.4981
58 | 0 | 0 | 0 | 0 | 3161.4008 | 52244.519 | 0 | 597019.9954 | 634901.1227 | 0 | 107032.7634 | 148628.206 | 0 | 63690.9621 | 0 | 33840.6035 | 0 | 0 | 707214.1595 | 123762.4779 | 933305.4133 | 163328.4473 | 1927610.4981
59 | 0 | 0 | 0 | 0 | 3161.4008 | 52244.519 | 0 | 597019.9954 | 634901.1227 | 0 | 107032.7634 | 148628.206 | 0 | 63690.9621 | 0 | 33840.6035 | 0 | 0 | 707214.1595 | 123762.4779 | 933305.4133 | 163328.4473 | 1927610.4981
60 | 0 | 0 | 0 | 0 | 3161.4008 | 52244.519 | 0 | 597019.9954 | 634901.1227 | 0 | 107032.7634 | 148628.206 | 0 | 63690.9621 | 0 | 33840.6035 | 0 | 0 | 707214.1595 | 123762.4779 | 933305.4133 | 163328.4473 | 1927610.4981
61 | 0 | 0 | 0 | 0 | 3161.4008 | 52244.519 | 0 | 597019.9954 | 634901.1227 | 0 | 107032.7634 | 148628.206 | 0 | 63690.9621 | 0 | 33840.6035 | 0 | 0 | 707214.1595 | 123762.4779 | 933305.4133 | 163328.4473 | 1927610.4981
62 | 0 | 0 | 0 | 0 | 3161.4008 | 52244.519 | 0 | 597019.9954 | 634901.1227 | 0 | 107032.7634 | 148628.206 | 0 | 63690.9621 | 0 | 33840.6035 | 0 | 0 | 707214.1595 | 123762.4779 | 933305.4133 | 163328.4473 | 1927610.4981
63 | 0 | 0 | 0 | 0 | 3161.4008 | 52244.519 | 0 | 597019.9954 | 634901.1227 | 0 | 107032.7634 | 148628.206 | 0 | 63690.9621 | 0 | 33840.6035 | 0 | 0 | 707214.1595 | 123762.4779 | 933305.4133 | 163328.4473 | 1927610.4981
64 | 0 | 0 | 0 | 0 | 3161.4008 | 52244.519 | 0 | 597019.9954 | 634901.1227 | 0 | 107032.7634 | 148628.206 | 0 | 63690.9621 | 0 | 33840.6035 | 0 | 0 | 707214.1595 | 123762.4779 | 933305.4133 | 163328.4473 | 1927610.4981
65 | 0 | 0 | 0 | 0 | 3161.4008 | 52244.519 | 0 | 597019.991 | 634901.1227 | 0 | 107032.7634 | 148628.206 | 0 | 63690.9618 | 0 | 33840.6035 | 0 | 0 | 707214.1551 | 123762.4771 | 933305.413 | 163328.4473 | 1927610.4926
66 | 0 | 0 | 0 | 0 | 3161.4008 | 52244.519 | 0 | 597019.9954 | 634901.1227 | 0 | 107032.7634 | 148628.206 | 0 | 63690.9621 | 0 | 33840.6035 | 0 | 0 | 707214.1595 | 123762.4779 | 933305.4133 | 163328.4473 | 1927610.4981
67 | 0 | 0 | 0 | 0 | 3161.4008 | 52244.519 | 0 | 597019.9954 | 634901.1227 | 0 | 107032.7634 | 148628.206 | 0 | 63690.9621 | 0 | 33840.6035 | 0 | 0 | 707214.1595 | 123762.4779 | 933305.4133 | 163328.4473 | 1927610.4981
68 | 0 | 0 | 0 | 0 | 3161.4008 | 52244.519 | 0 | 597019.9954 | 634901.1227 | 0 | 107032.7634 | 148628.206 | 0 | 63690.9621 | 0 | 33840.6035 | 0 | 0 | 707214.1595 | 123762.4779 | 933305.4133 | 163328.4473 | 1927610.4981
69 | 0 | 0 | 0 | 0 | 3161.4008 | 52244.519 | 0 | 597019.9954 | 634901.1227 | 0 | 107032.7634 | 148628.206 | 0 | 63690.9621 | 0 | 33840.6035 | 0 | 0 | 707214.1595 | 123762.4779 | 933305.4133 | 163328.4473 | 1927610.4981
70 | 0 | 0 | 0 | 0 | 3161.4008 | 52244.519 | 0 | 597019.9954 | 634901.1227 | 0 | 107032.7634 | 148628.206 | 0 | 63690.9621 | 0 | 33840.6035 | 0 | 0 | 707214.1595 | 123762.4779 | 933305.4133 | 163328.4473 | 1927610.4981
71 | 0 | 0 | 0 | 0 | 3161.4008 | 52244.519 | 0 | 597019.9954 | 634901.1227 | 0 | 107032.7634 | 148628.206 | 0 | 63690.9621 | 0 | 33840.6035 | 0 | 0 | 707214.1595 | 123762.4779 | 933305.4133 | 163328.4473 | 1927610.4981
72 | 0 | 0 | 0 | 0 | 3161.4008 | 52244.519 | 0 | 597019.9954 | 634901.1227 | 0 | 107032.7634 | 148628.206 | 0 | 63690.9621 | 0 | 33840.6035 | 0 | 0 | 707214.1595 | 123762.4779 | 933305.4133 | 163328.4473 | 1927610.4981
73 | 0 | 0 | 0 | 0 | 3161.4008 | 52244.519 | 0 | 597019.991 | 634901.1227 | 0 | 107032.7634 | 148628.206 | 0 | 63690.9618 | 0 | 33840.6035 | 0 | 0 | 707214.1551 | 123762.4771 | 933305.413 | 163328.4473 | 1927610.4926
74 | 0 | 0 | 0 | 0 | 3161.4008 | 52244.519 | 0 | 597019.9954 | 634901.1227 | 0 | 107032.7634 | 148628.206 | 0 | 63690.9621 | 0 | 33840.6035 | 0 | 0 | 707214.1595 | 123762.4779 | 933305.4133 | 163328.4473 | 1927610.4981
75 | 0 | 0 | 0 | 0 | 3161.4008 | 52244.519 | 0 | 597019.9954 | 634901.1227 | 0 | 107032.7634 | 148628.206 | 0 | 63690.9621 | 0 | 33840.6035 | 0 | 0 | 707214.1595 | 123762.4779 | 933305.4133 | 163328.4473 | 1927610.4981
76 | 0 | 0 | 0 | 0 | 3161.4008 | 52244.519 | 0 | 597019.9954 | 634901.1227 | 0 | 107032.7634 | 148628.206 | 0 | 63690.9621 | 0 | 33840.6035 | 0 | 0 | 707214.1595 | 123762.4779 | 933305.4133 | 163328.4473 | 1927610.4981
77 | 0 | 0 | 0 | 0 | 3161.4008 | 52244.519 | 0 | 597019.9954 | 634901.1227 | 0 | 107032.7634 | 148628.206 | 0 | 63690.9621 | 0 | 33840.6035 | 0 | 0 | 707214.1595 | 123762.4779 | 933305.4133 | 163328.4473 | 1927610.4981
78 | 0 | 0 | 0 | 0 | 3161.4008 | 52244.519 | 0 | 597019.9954 | 634901.1227 | 0 | 107032.7634 | 148628.206 | 0 | 63690.9621 | 0 | 33840.6035 | 0 | 0 | 707214.1595 | 123762.4779 | 933305.4133 | 163328.4473 | 1927610.4981
79 | 0 | 0 | 0 | 0 | 3161.4008 | 52244.519 | 0 | 597019.9954 | 634901.1227 | 0 | 107032.7634 | 148628.206 | 0 | 63690.9621 | 0 | 33840.6035 | 0 | 0 | 707214.1595 | 123762.4779 | 933305.4133 | 163328.4473 | 1927610.4981
80 | 0 | 0 | 0 | 0 | 3161.4008 | 52244.519 | 0 | 597019.9954 | 634901.1227 | 0 | 107032.7634 | 148628.206 | 0 | 63690.9621 | 0 | 33840.6035 | 0 | 0 | 707214.1595 | 123762.4779 | 933305.4133 | 163328.4473 | 1927610.4981
81 | 0 | 0 | 0 | 0 | 3161.4008 | 52244.519 | 0 | 597019.9954 | 634901.1227 | 0 | 107032.7634 | 148628.206 | 0 | 63690.9621 | 0 | 33840.6035 | 0 | 0 | 707214.1595 | 123762.4779 | 933305.4133 | 163328.4473 | 1927610.4981
82 | 0 | 0 | 0 | 0 | 3161.4008 | 52244.519 | 0 | 597019.991 | 634901.1227 | 0 | 107032.7634 | 148628.206 | 0 | 63690.9618 | 0 | 33840.6035 | 0 | 0 | 707214.1551 | 123762.4771 | 933305.413 | 163328.4473 | 1927610.4926
83 | 0 | 0 | 0 | 0 | 3161.4008 | 52244.519 | 0 | 597019.9954 | 634901.1227 | 0 | 107032.7634 | 148628.206 | 0 | 63690.9621 | 0 | 33840.6035 | 0 | 0 | 707214.1595 | 123762.4779 | 933305.4133 | 163328.4473 | 1927610.4981
84 | 0 | 0 | 0 | 0 | 3161.4008 | 52244.519 | 0 | 597019.991 | 634901.1227 | 0 | 107032.7634 | 148628.206 | 0 | 63690.9618 | 0 | 33840.6035 | 0 | 0 | 707214.1551 | 123762.4771 | 933305.413 | 163328.4473 | 1927610.4926
85 | 0 | 0 | 0 | 0 | 3161.4008 | 52244.519 | 0 | 597019.9954 | 634901.1227 | 0 | 107032.7634 | 148628.206 | 0 | 63690.9621 | 0 | 33840.6035 | 0 | 0 | 707214.1595 | 123762.4779 | 933305.4133 | 163328.4473 | 1927610.4981
86 | 0 | 0 | 0 | 0 | 3161.4008 | 52244.519 | 0 | 597019.9954 | 634901.1227 | 0 | 107032.7634 | 148628.206 | 0 | 63690.9621 | 0 | 33840.6035 | 0 | 0 | 707214.1595 | 123762.4779 | 933305.4133 | 163328.4473 | 1927610.4981
87 | 0 | 0 | 0 | 0 | 3161.4008 | 52244.519 | 0 | 597019.991 | 634901.1227 | 0 | 107032.7634 | 148628.206 | 0 | 63690.9618 | 0 | 33840.6035 | 0 | 0 | 707214.1551 | 123762.4771 | 933305.413 | 163328.4473 | 1927610.4926
88 | 0 | 0 | 0 | 0 | 3161.4008 | 52244.519 | 0 | 597019.991 | 634901.1227 | 0 | 107032.7634 | 148628.206 | 0 | 63690.9618 | 0 | 33840.6035 | 0 | 0 | 707214.1551 | 123762.4771 | 933305.413 | 163328.4473 | 1927610.4926
89 | 0 | 0 | 0 | 0 | 3161.4008 | 52244.519 | 0 | 597019.9954 | 634901.1227 | 0 | 107032.7634 | 148628.206 | 0 | 63690.9621 | 0 | 33840.6035 | 0 | 0 | 707214.1595 | 123762.4779 | 933305.4133 | 163328.4473 | 1927610.4981
90 | 0 | 0 | 0 | 0 | 3161.4008 | 52244.519 | 0 | 597019.9954 | 634901.1227 | 0 | 107032.7634 | 148628.206 | 0 | 63690.9621 | 0 | 33840.6035 | 0 | 0 | 707214.1595 | 123762.4779 | 933305.4133 | 163328.4473 | 1927610.4981
91 | 0 | 0 | 0 | 0 | 3161.4008 | 52244.519 | 0 | 597019.9954 | 634901.1227 | 0 | 107032.7634 | 148628.206 | 0 | 63690.9621 | 0 | 33840.6035 | 0 | 0 | 707214.1595 | 123762.4779 | 933305.4133 | 163328.4473 | 1927610.4981
92 | 0 | 0 | 0 | 0 | 3161.4008 | 52244.519 | 0 | 597019.9954 | 634901.1227 | 0 | 107032.7634 | 148628.206 | 0 | 63690.9621 | 0 | 33840.6035 | 0 | 0 | 707214.1595 | 123762.4779 | 933305.4133 | 163328.4473 | 1927610.4981
93 | 0 | 0 | 0 | 0 | 3161.4008 | 52244.519 | 0 | 597019.9954 | 634901.1227 | 0 | 107032.7634 | 148628.206 | 0 | 63690.9621 | 0 | 33840.6035 | 0 | 0 | 707214.1595 | 123762.4779 | 933305.4133 | 163328.4473 | 1927610.4981
94 | 0 | 0 | 0 | 0 | 3161.4008 | 52244.519 | 0 | 597019.9954 | 634901.1227 | 0 | 107032.7634 | 148628.206 | 0 | 63690.9621 | 0 | 33840.6035 | 0 | 0 | 707214.1595 | 123762.4779 | 933305.4133 | 163328.4473 | 1927610.4981
95 | 0 | 0 | 0 | 0 | 3161.4008 | 52244.519 | 0 | 597019.9954 | 634901.1227 | 0 | 107032.7634 | 148628.206 | 0 | 63690.9621 | 0 | 33840.6035 | 0 | 0 | 707214.1595 | 123762.4779 | 933305.4133 | 163328.4473 | 1927610.4981
96 | 0 | 0 | 0 | 0 | 3161.4008 | 52244.519 | 0 | 597019.991 | 634901.1227 | 0 | 107032.7634 | 148628.206 | 0 | 63690.9618 | 0 | 33840.6035 | 0 | 0 | 707214.1551 | 123762.4771 | 933305.413 | 163328.4473 | 1927610.4926
97 | 0 | 0 | 0 | 0 | 3161.4008 | 52244.519 | 0 | 597019.9954 | 634901.1227 | 0 | 107032.7634 | 148628.206 | 0 | 63690.9621 | 0 | 33840.6035 | 0 | 0 | 707214.1595 | 123762.4779 | 933305.4133 | 163328.4473 | 1927610.4981
98 | 0 | 0 | 0 | 0 | 3161.4008 | 52244.519 | 0 | 597019.9954 | 634901.1227 | 0 | 107032.7634 | 148628.206 | 0 | 63690.9621 | 0 | 33840.6035 | 0 | 0 | 707214.1595 | 123762.4779 | 933305.4133 | 163328.4473 | 1927610.4981
99 | 0 | 0 | 0 | 0 | 3161.4008 | 52244.519 | 0 | 597019.9954 | 634901.1227 | 0 | 107032.7634 | 148628.206 | 0 | 63690.9621 | 0 | 33840.6035 | 0 | 0 | 707214.1595 | 123762.4779 | 933305.4133 | 163328.4473 | 1927610.4981
100 | 0 | 0 | 0 | 0 | 3161.4008 | 52244.519 | 0 | 597019.9954 | 634901.1227 | 0 | 107032.7634 | 148628.206 | 0 | 63690.9621 | 0 | 33840.6035 | 0 | 0 | 707214.1595 | 123762.4779 | 933305.4133 | 163328.4473 | 1927610.4981
Total | 1908800 | 12236266.3214 | 940653.6 | 429833 | 840074.0001 | 4966037.8645 | 7585046.5088 | 68520567.6791 | 65095852.2583 | 1564227.03 | 11028494.0753 | 14119679.569 | 138682 | 7549128.094 | 534816 | 6090453.8101 | 12161404.5388 | 3648421.3616 | 92625402.0758 | 16209445.3633 | 98761805.196 | 17283315.9093 | 240689794.4449
Notes:

## Short Term ETS Cash Flow
Inputs
Date: |  | 2019-03-12 |  |  |  |  | New Cost | 1908800
Project No.: |  | 113-01153 |  |  |  |  | Replacement O&M Percentage | 0%
Subject: |  | Short Term ETS Direct Cost Cash Flow by Year in Current Cost Dollars |  |  |  |  | Routine Maintenance Percentage | 1.5%
Project Short Title: |  | Chino Mine Closure Closeout Plan |  |  |  |  | Avg ($/kWh) Year 1 through 6 | 0.044381
[7 empty] | Avg ($/kWh) Year 7 through 100 | 0.044731
Year Following Closure | Year | Capital | Replacement O&M1 | Routine Maintenance1 | O&M Labor | Annual Power Usage (kWh) | Electricity Annual Cost | Total Annual Cost
0 | 2018 | 1908800 | 0 | 0 | 0 | 0 | 0 | 1908800
1 | 2019 | 0 | 0 | 28632 | 128143.6 | 61320000 | 2721414.6382 | 2878190.2382
2 | 2020 | 0 | 0 | 28632 | 128143.6 | 64502134.516 | 2862639.4825 | 3019415.0825
3 | 2021 | 0 | 0 | 28632 | 128143.6 | 53630102.5705 | 2380132.8471 | 2536908.4471
4 | 2022 | 0 | 0 | 28632 | 128143.6 | 42819412.9318 | 1900348.6163 | 2057124.2163
5 | 2023 | 0 | 0 | 28632 | 128143.6 | 32067229.7759 | 1423160.9348 | 1579936.5348
6 | 2024 | 0 | 0 | 28632 | 128143.6 | 21373553.1026 | 948569.8024 | 1105345.4024
7 | 2025 | 0 | 0 | 0 | 0 | 0 | 0 | 0
8 | 2026 | 0 | 0 | 0 | 0 | 0 | 0 | 0
9 | 2027 | 0 | 0 | 0 | 0 | 0 | 0 | 0
10 | 2028 | 0 | 0 | 0 | 0 | 0 | 0 | 0
11 | 2029 | 0 | 0 | 0 | 0 | 0 | 0 | 0
12 | 2030 | 0 | 0 | 0 | 0 | 0 | 0 | 0
13 | 2031 | 0 | 0 | 0 | 0 | 0 | 0 | 0
14 | 2032 | 0 | 0 | 0 | 0 | 0 | 0 | 0
15 | 2033 | 0 | 0 | 0 | 0 | 0 | 0 | 0
16 | 2034 | 0 | 0 | 0 | 0 | 0 | 0 | 0
17 | 2035 | 0 | 0 | 0 | 0 | 0 | 0 | 0
18 | 2036 | 0 | 0 | 0 | 0 | 0 | 0 | 0
19 | 2037 | 0 | 0 | 0 | 0 | 0 | 0 | 0
20 | 2038 | 0 | 0 | 0 | 0 | 0 | 0 | 0
21 | 2039 | 0 | 0 | 0 | 0 | 0 | 0 | 0
22 | 2040 | 0 | 0 | 0 | 0 | 0 | 0 | 0
23 | 2041 | 0 | 0 | 0 | 0 | 0 | 0 | 0
24 | 2042 | 0 | 0 | 0 | 0 | 0 | 0 | 0
25 | 2043 | 0 | 0 | 0 | 0 | 0 | 0 | 0
26 | 2044 | 0 | 0 | 0 | 0 | 0 | 0 | 0
27 | 2045 | 0 | 0 | 0 | 0 | 0 | 0 | 0
28 | 2046 | 0 | 0 | 0 | 0 | 0 | 0 | 0
29 | 2047 | 0 | 0 | 0 | 0 | 0 | 0 | 0
30 | 2048 | 0 | 0 | 0 | 0 | 0 | 0 | 0
31 | 2049 | 0 | 0 | 0 | 0 | 0 | 0 | 0
32 | 2050 | 0 | 0 | 0 | 0 | 0 | 0 | 0
33 | 2051 | 0 | 0 | 0 | 0 | 0 | 0 | 0
34 | 2052 | 0 | 0 | 0 | 0 | 0 | 0 | 0
35 | 2053 | 0 | 0 | 0 | 0 | 0 | 0 | 0
36 | 2054 | 0 | 0 | 0 | 0 | 0 | 0 | 0
37 | 2055 | 0 | 0 | 0 | 0 | 0 | 0 | 0
38 | 2056 | 0 | 0 | 0 | 0 | 0 | 0 | 0
39 | 2057 | 0 | 0 | 0 | 0 | 0 | 0 | 0
40 | 2058 | 0 | 0 | 0 | 0 | 0 | 0 | 0
41 | 2059 | 0 | 0 | 0 | 0 | 0 | 0 | 0
42 | 2060 | 0 | 0 | 0 | 0 | 0 | 0 | 0
43 | 2061 | 0 | 0 | 0 | 0 | 0 | 0 | 0
44 | 2062 | 0 | 0 | 0 | 0 | 0 | 0 | 0
45 | 2063 | 0 | 0 | 0 | 0 | 0 | 0 | 0
46 | 2064 | 0 | 0 | 0 | 0 | 0 | 0 | 0
47 | 2065 | 0 | 0 | 0 | 0 | 0 | 0 | 0
48 | 2066 | 0 | 0 | 0 | 0 | 0 | 0 | 0
49 | 2067 | 0 | 0 | 0 | 0 | 0 | 0 | 0
50 | 2068 | 0 | 0 | 0 | 0 | 0 | 0 | 0
51 | 2069 | 0 | 0 | 0 | 0 | 0 | 0 | 0
52 | 2070 | 0 | 0 | 0 | 0 | 0 | 0 | 0
53 | 2071 | 0 | 0 | 0 | 0 | 0 | 0 | 0
54 | 2072 | 0 | 0 | 0 | 0 | 0 | 0 | 0
55 | 2073 | 0 | 0 | 0 | 0 | 0 | 0 | 0
56 | 2074 | 0 | 0 | 0 | 0 | 0 | 0 | 0
57 | 2075 | 0 | 0 | 0 | 0 | 0 | 0 | 0
58 | 2076 | 0 | 0 | 0 | 0 | 0 | 0 | 0
59 | 2077 | 0 | 0 | 0 | 0 | 0 | 0 | 0
60 | 2078 | 0 | 0 | 0 | 0 | 0 | 0 | 0
61 | 2079 | 0 | 0 | 0 | 0 | 0 | 0 | 0
62 | 2080 | 0 | 0 | 0 | 0 | 0 | 0 | 0
63 | 2081 | 0 | 0 | 0 | 0 | 0 | 0 | 0
64 | 2082 | 0 | 0 | 0 | 0 | 0 | 0 | 0
65 | 2083 | 0 | 0 | 0 | 0 | 0 | 0 | 0
66 | 2084 | 0 | 0 | 0 | 0 | 0 | 0 | 0
67 | 2085 | 0 | 0 | 0 | 0 | 0 | 0 | 0
68 | 2086 | 0 | 0 | 0 | 0 | 0 | 0 | 0
69 | 2087 | 0 | 0 | 0 | 0 | 0 | 0 | 0
70 | 2088 | 0 | 0 | 0 | 0 | 0 | 0 | 0
71 | 2089 | 0 | 0 | 0 | 0 | 0 | 0 | 0
72 | 2090 | 0 | 0 | 0 | 0 | 0 | 0 | 0
73 | 2091 | 0 | 0 | 0 | 0 | 0 | 0 | 0
74 | 2092 | 0 | 0 | 0 | 0 | 0 | 0 | 0
75 | 2093 | 0 | 0 | 0 | 0 | 0 | 0 | 0
76 | 2094 | 0 | 0 | 0 | 0 | 0 | 0 | 0
77 | 2095 | 0 | 0 | 0 | 0 | 0 | 0 | 0
78 | 2096 | 0 | 0 | 0 | 0 | 0 | 0 | 0
79 | 2097 | 0 | 0 | 0 | 0 | 0 | 0 | 0
80 | 2098 | 0 | 0 | 0 | 0 | 0 | 0 | 0
81 | 2099 | 0 | 0 | 0 | 0 | 0 | 0 | 0
82 | 2100 | 0 | 0 | 0 | 0 | 0 | 0 | 0
83 | 2101 | 0 | 0 | 0 | 0 | 0 | 0 | 0
84 | 2102 | 0 | 0 | 0 | 0 | 0 | 0 | 0
85 | 2103 | 0 | 0 | 0 | 0 | 0 | 0 | 0
86 | 2104 | 0 | 0 | 0 | 0 | 0 | 0 | 0
87 | 2105 | 0 | 0 | 0 | 0 | 0 | 0 | 0
88 | 2106 | 0 | 0 | 0 | 0 | 0 | 0 | 0
89 | 2107 | 0 | 0 | 0 | 0 | 0 | 0 | 0
90 | 2108 | 0 | 0 | 0 | 0 | 0 | 0 | 0
91 | 2109 | 0 | 0 | 0 | 0 | 0 | 0 | 0
92 | 2110 | 0 | 0 | 0 | 0 | 0 | 0 | 0
93 | 2111 | 0 | 0 | 0 | 0 | 0 | 0 | 0
94 | 2112 | 0 | 0 | 0 | 0 | 0 | 0 | 0
95 | 2113 | 0 | 0 | 0 | 0 | 0 | 0 | 0
96 | 2114 | 0 | 0 | 0 | 0 | 0 | 0 | 0
97 | 2115 | 0 | 0 | 0 | 0 | 0 | 0 | 0
98 | 2116 | 0 | 0 | 0 | 0 | 0 | 0 | 0
99 | 2117 | 0 | 0 | 0 | 0 | 0 | 0 | 0
100 | 2118 | 0 | 0 | 0 | 0 | 0 | 0 | 0
Total |  | 1908800 | 0 | 171792 | 768861.6 | 275712432.8968 | 12236266.3214 | 15085719.9214
Notes:
1 Replacement O&M allowance for the Short-Term ETS is estimated at zero given this is a short-term system and capital replacement is not expected. Routine maintenance is estimated at a percentage of the initial direct capital cost.
Cost estimate backup details are included in Attachment B to the Chino Water Treatment Cost Basis Document.
Costs do not include indirect costs

## Short Term ETS Labor
Date: | 2019-03-12
Project No.: | 113-01153
Subject: | Labor Cost Estimate - ETS and Salt Disposal Facility Operations
Project Short Title: | Chino Mine Closure Closeout Plan
Short-Term ETS
Day shift - 1.5 operator (7 day/wk shift coverage)1
Operators | 1.5
Operator Rate2 | 18.6 | /hr
Operator Hours (1.5 FTE) | 2080 | hr/op
Operator Total Cost | 58032
Sub-Total Operator Cost | 58032
Overtime for operators | 15%
Overtime hours for operators | 468
Operator Overtime Total Cost | 13057.2
Overtime Cost | 13057.2
Supervisors | 0.5
Supervisor Rate3 | 31.1 | /hr
Supervisor Hours | 1040 | hr/sup
Supervisor Total Cost | 32344
Benefits fringe rate per hour2 | 5.94 | /hr
Hours per year | 4160 | hrs/yr
Benefits Cost | 24710.4
Benefits Cost | 24710.4
Total Operator Labor Cost | 128143.6
Notes:
1 Operator numbers are estimated from Golder's experience with operating similar plants.
2 Wages from 2019 New Mexico Type "A" Street, Highway, Utility & Light Engineering Prevailing Wages. Operator Group I. https://www.dws.state.nm.us/Portals/0/DM/LaborRelations/Prevailing_Wage_Poster_A_2019_final.pdf
3 Wages from 2019 New Mexico Type "A" Street, Highway, Utility & Light Engineering Prevailing Wages. Operator Group X. https://www.dws.state.nm.us/Portals/0/DM/LaborRelations/Prevailing_Wage_Poster_A_2019_final.pdf
Costs do not include indirect costs

## Long Term ETS Cash Flow
Inputs
[12 empty] | Total Pumps and Pipeline Costs if New | 638400
Date: |  | 2019-03-12 | [9 empty] | Total Sprayer Costs if New | 186874
Project No.: |  | 113-01153 | [9 empty] | Total Tank and Reservoir Cost if New | 841307
Subject: |  | Long Term ETS Direct Cost Cash Flow by Year in Current Cost Dollars | [9 empty] | Replacement O&M | 1.8%
Project Short Title: |  | Chino Mine Closure Closeout Plan | [9 empty] | Routine Maintenance Percentage | 1.5%
[12 empty] | Avg ($/kWh) Year 7 through 100 | 0.044731
Year Following Closure | Year | Capital | Pumps and Pipeline Replacement O&M1 | Sprayers Replacement O&M1 | Tank and Reservoirs Replacement O&M1 | Pumps and Pipeline Routine Maintenance2 | Sprayers Routine Maintenance2 | Tank and Reservoirs Routine Maintenance2 | O&M Labor3 | Pumping System Annual Power Usage (kWh) | Mechanical Spray System Annual Power Usage (kWh) | Electricity Annual Cost | Total Annual Cost
1 | 2019 | 0 | 0 | 0 | 0 | 0 | 0 | 0 | 0 | 0 | 0 | 0 | 0
2 | 2020 | 0 | 0 | 0 | 0 | 0 | 0 | 0 | 0 | 0 | 0 | 0 | 0
3 | 2021 | 0 | 0 | 0 | 0 | 0 | 0 | 0 | 0 | 0 | 0 | 0 | 0
4 | 2022 | 0 | 0 | 0 | 0 | 0 | 0 | 0 | 0 | 0 | 0 | 0 | 0
5 | 2023 | 0 | 0 | 0 | 0 | 0 | 0 | 0 | 0 | 0 | 0 | 0 | 0
6 | 2024 | 0 | 0 | 0 | 0 | 0 | 0 | 0 | 0 | 0 | 0 | 0 | 0
7 | 2025 | 429833 | 11491.2 | 3363.732 | 15143.526 | 9576 | 2803.11 | 12619.605 | Included in Total Operating Cost | 207457.6723 | 823890.3735 | 46133.7048 | 530963.8778
8 | 2026 | 0 | 11491.2 | 3363.732 | 15143.526 | 9576 | 2803.11 | 12619.605 | Included in Total Operating Cost | 207457.6723 | 823890.3735 | 46133.7048 | 101130.8778
9 | 2027 | 0 | 11491.2 | 3363.732 | 15143.526 | 9576 | 2803.11 | 12619.605 | Included in Total Operating Cost | 207457.6723 | 823890.3735 | 46133.7048 | 101130.8778
10 | 2028 | 0 | 11491.2 | 3363.732 | 15143.526 | 9576 | 2803.11 | 12619.605 | Included in Total Operating Cost | 207457.6723 | 823890.3735 | 46133.7048 | 101130.8778
11 | 2029 | 0 | 11491.2 | 3363.732 | 15143.526 | 9576 | 2803.11 | 12619.605 | Included in Total Operating Cost | 207457.6723 | 823890.3735 | 46133.7048 | 101130.8778
12 | 2030 | 0 | 11491.2 | 3363.732 | 15143.526 | 9576 | 2803.11 | 12619.605 | Included in Total Operating Cost | 207457.6723 | 823890.3735 | 46133.7048 | 101130.8778
13 | 2031 | 0 | 11491.2 | 3363.732 | 15143.526 | 9576 | 2803.11 | 12619.605 | Included in Total Operating Cost | 122601.4413 | 465820.5949 | 26320.9773 | 81318.1503
14 | 2032 | 0 | 11491.2 | 3363.732 | 15143.526 | 9576 | 2803.11 | 12619.605 | Included in Total Operating Cost | 117398.2234 | 465820.5949 | 26088.2298 | 81085.4028
15 | 2033 | 0 | 11491.2 | 3363.732 | 15143.526 | 9576 | 2803.11 | 12619.605 | Included in Total Operating Cost | 112195.0055 | 465820.5949 | 25855.4822 | 80852.6552
16 | 2034 | 0 | 11491.2 | 3363.732 | 15143.526 | 9576 | 2803.11 | 12619.605 | Included in Total Operating Cost | 106991.7876 | 465820.5949 | 25622.7347 | 80619.9077
17 | 2035 | 0 | 11491.2 | 3363.732 | 15143.526 | 9576 | 2803.11 | 12619.605 | Included in Total Operating Cost | 101788.5697 | 465820.5949 | 25389.9872 | 80387.1602
18 | 2036 | 0 | 11491.2 | 3363.732 | 15143.526 | 9576 | 2803.11 | 12619.605 | Included in Total Operating Cost | 96585.3518 | 453082.5475 | 24587.4481 | 79584.6211
19 | 2037 | 0 | 11491.2 | 3363.732 | 15143.526 | 9576 | 2803.11 | 12619.605 | Included in Total Operating Cost | 91382.1339 | 427606.4527 | 23215.1177 | 78212.2907
20 | 2038 | 0 | 11491.2 | 3363.732 | 15143.526 | 9576 | 2803.11 | 12619.605 | Included in Total Operating Cost | 86178.9161 | 400007.35 | 21747.8219 | 76744.9949
21 | 2039 | 0 | 11491.2 | 3363.732 | 15143.526 | 9576 | 2803.11 | 12619.605 | Included in Total Operating Cost | 80975.6982 | 372408.2473 | 20280.5262 | 75277.6992
22 | 2040 | 0 | 11491.2 | 3363.732 | 15143.526 | 9576 | 2803.11 | 12619.605 | Included in Total Operating Cost | 75772.4803 | 346932.1525 | 18908.1958 | 73905.3688
23 | 2041 | 0 | 11491.2 | 3363.732 | 15143.526 | 9576 | 2803.11 | 12619.605 | Included in Total Operating Cost | 70569.2624 | 319333.0498 | 17440.9 | 72438.073
24 | 2042 | 0 | 11491.2 | 3363.732 | 15143.526 | 9576 | 2803.11 | 12619.605 | Included in Total Operating Cost | 65366.0445 | 291733.9471 | 15973.6043 | 70970.7773
25 | 2043 | 0 | 11491.2 | 3363.732 | 15143.526 | 9576 | 2803.11 | 12619.605 | Included in Total Operating Cost | 60162.8266 | 266257.8523 | 14601.2738 | 69598.4468
26 | 2044 | 0 | 11491.2 | 3363.732 | 15143.526 | 9576 | 2803.11 | 12619.605 | Included in Total Operating Cost | 54959.6087 | 238658.7496 | 13133.9781 | 68131.1511
27 | 2045 | 0 | 11491.2 | 3363.732 | 15143.526 | 9576 | 50.456 | 12619.605 | Included in Total Operating Cost | 49756.3908 | 213182.6548 | 11761.6476 | 64006.1666
28 | 2046 | 0 | 11491.2 | 3363.732 | 15143.526 | 9576 | 50.456 | 12619.605 | Included in Total Operating Cost | 44553.1729 | 185583.5521 | 10294.3519 | 62538.8709
29 | 2047 | 0 | 11491.2 | 3363.732 | 15143.526 | 9576 | 50.456 | 12619.605 | Included in Total Operating Cost | 39349.9551 | 160107.4573 | 8922.0214 | 61166.5404
30 | 2048 | 0 | 11491.2 | 3363.732 | 15143.526 | 9576 | 50.456 | 12619.605 | Included in Total Operating Cost | 34146.7372 | 132508.3546 | 7454.7257 | 59699.2447
31 | 2049 | 0 | 11491.2 | 3363.732 | 15143.526 | 9576 | 50.456 | 12619.605 | Included in Total Operating Cost | 28943.5193 | 107032.2598 | 6082.3952 | 58326.9142
32 | 2050 | 0 | 11491.2 | 3363.732 | 15143.526 | 9576 | 50.456 | 12619.605 | Included in Total Operating Cost | 23740.3014 | 79433.1571 | 4615.0995 | 56859.6185
33 | 2051 | 0 | 11491.2 | 3363.732 | 15143.526 | 9576 | 50.456 | 12619.605 | Included in Total Operating Cost | 23740.3014 | 46934.8054 | 3161.4008 | 55405.9198
34 | 2052 | 0 | 11491.2 | 3363.732 | 15143.526 | 9576 | 50.456 | 12619.605 | Included in Total Operating Cost | 23740.3014 | 46934.8054 | 3161.4008 | 55405.9198
35 | 2053 | 0 | 11491.2 | 3363.732 | 15143.526 | 9576 | 50.456 | 12619.605 | Included in Total Operating Cost | 23740.3014 | 46934.8054 | 3161.4008 | 55405.9198
36 | 2054 | 0 | 11491.2 | 3363.732 | 15143.526 | 9576 | 50.456 | 12619.605 | Included in Total Operating Cost | 23740.3014 | 46934.8054 | 3161.4008 | 55405.9198
37 | 2055 | 0 | 11491.2 | 3363.732 | 15143.526 | 9576 | 50.456 | 12619.605 | Included in Total Operating Cost | 23740.3014 | 46934.8054 | 3161.4008 | 55405.9198
38 | 2056 | 0 | 11491.2 | 3363.732 | 15143.526 | 9576 | 50.456 | 12619.605 | Included in Total Operating Cost | 23740.3014 | 46934.8054 | 3161.4008 | 55405.9198
39 | 2057 | 0 | 11491.2 | 3363.732 | 15143.526 | 9576 | 50.456 | 12619.605 | Included in Total Operating Cost | 23740.3014 | 46934.8054 | 3161.4008 | 55405.9198
40 | 2058 | 0 | 11491.2 | 3363.732 | 15143.526 | 9576 | 50.456 | 12619.605 | Included in Total Operating Cost | 23740.3014 | 46934.8054 | 3161.4008 | 55405.9198
41 | 2059 | 0 | 11491.2 | 3363.732 | 15143.526 | 9576 | 50.456 | 12619.605 | Included in Total Operating Cost | 23740.3014 | 46934.8054 | 3161.4008 | 55405.9198
42 | 2060 | 0 | 11491.2 | 3363.732 | 15143.526 | 9576 | 50.456 | 12619.605 | Included in Total Operating Cost | 23740.3014 | 46934.8054 | 3161.4008 | 55405.9198
43 | 2061 | 0 | 11491.2 | 3363.732 | 15143.526 | 9576 | 50.456 | 12619.605 | Included in Total Operating Cost | 23740.3014 | 46934.8054 | 3161.4008 | 55405.9198
44 | 2062 | 0 | 11491.2 | 3363.732 | 15143.526 | 9576 | 50.456 | 12619.605 | Included in Total Operating Cost | 23740.3014 | 46934.8054 | 3161.4008 | 55405.9198
45 | 2063 | 0 | 11491.2 | 3363.732 | 15143.526 | 9576 | 50.456 | 12619.605 | Included in Total Operating Cost | 23740.3014 | 46934.8054 | 3161.4008 | 55405.9198
46 | 2064 | 0 | 11491.2 | 3363.732 | 15143.526 | 9576 | 50.456 | 12619.605 | Included in Total Operating Cost | 23740.3014 | 46934.8054 | 3161.4008 | 55405.9198
47 | 2065 | 0 | 11491.2 | 3363.732 | 15143.526 | 9576 | 50.456 | 12619.605 | Included in Total Operating Cost | 23740.3014 | 46934.8054 | 3161.4008 | 55405.9198
48 | 2066 | 0 | 11491.2 | 3363.732 | 15143.526 | 9576 | 50.456 | 12619.605 | Included in Total Operating Cost | 23740.3014 | 46934.8054 | 3161.4008 | 55405.9198
49 | 2067 | 0 | 11491.2 | 3363.732 | 15143.526 | 9576 | 50.456 | 12619.605 | Included in Total Operating Cost | 23740.3014 | 46934.8054 | 3161.4008 | 55405.9198
50 | 2068 | 0 | 11491.2 | 3363.732 | 15143.526 | 9576 | 50.456 | 12619.605 | Included in Total Operating Cost | 23740.3014 | 46934.8054 | 3161.4008 | 55405.9198
51 | 2069 | 0 | 11491.2 | 3363.732 | 15143.526 | 9576 | 50.456 | 12619.605 | Included in Total Operating Cost | 23740.3014 | 46934.8054 | 3161.4008 | 55405.9198
52 | 2070 | 0 | 11491.2 | 3363.732 | 15143.526 | 9576 | 50.456 | 12619.605 | Included in Total Operating Cost | 23740.3014 | 46934.8054 | 3161.4008 | 55405.9198
53 | 2071 | 0 | 11491.2 | 3363.732 | 15143.526 | 9576 | 50.456 | 12619.605 | Included in Total Operating Cost | 23740.3014 | 46934.8054 | 3161.4008 | 55405.9198
54 | 2072 | 0 | 11491.2 | 3363.732 | 15143.526 | 9576 | 50.456 | 12619.605 | Included in Total Operating Cost | 23740.3014 | 46934.8054 | 3161.4008 | 55405.9198
55 | 2073 | 0 | 11491.2 | 3363.732 | 15143.526 | 9576 | 50.456 | 12619.605 | Included in Total Operating Cost | 23740.3014 | 46934.8054 | 3161.4008 | 55405.9198
56 | 2074 | 0 | 11491.2 | 3363.732 | 15143.526 | 9576 | 50.456 | 12619.605 | Included in Total Operating Cost | 23740.3014 | 46934.8054 | 3161.4008 | 55405.9198
57 | 2075 | 0 | 11491.2 | 3363.732 | 15143.526 | 9576 | 50.456 | 12619.605 | Included in Total Operating Cost | 23740.3014 | 46934.8054 | 3161.4008 | 55405.9198
58 | 2076 | 0 | 11491.2 | 3363.732 | 15143.526 | 9576 | 50.456 | 12619.605 | Included in Total Operating Cost | 23740.3014 | 46934.8054 | 3161.4008 | 55405.9198
59 | 2077 | 0 | 11491.2 | 3363.732 | 15143.526 | 9576 | 50.456 | 12619.605 | Included in Total Operating Cost | 23740.3014 | 46934.8054 | 3161.4008 | 55405.9198
60 | 2078 | 0 | 11491.2 | 3363.732 | 15143.526 | 9576 | 50.456 | 12619.605 | Included in Total Operating Cost | 23740.3014 | 46934.8054 | 3161.4008 | 55405.9198
61 | 2079 | 0 | 11491.2 | 3363.732 | 15143.526 | 9576 | 50.456 | 12619.605 | Included in Total Operating Cost | 23740.3014 | 46934.8054 | 3161.4008 | 55405.9198
62 | 2080 | 0 | 11491.2 | 3363.732 | 15143.526 | 9576 | 50.456 | 12619.605 | Included in Total Operating Cost | 23740.3014 | 46934.8054 | 3161.4008 | 55405.9198
63 | 2081 | 0 | 11491.2 | 3363.732 | 15143.526 | 9576 | 50.456 | 12619.605 | Included in Total Operating Cost | 23740.3014 | 46934.8054 | 3161.4008 | 55405.9198
64 | 2082 | 0 | 11491.2 | 3363.732 | 15143.526 | 9576 | 50.456 | 12619.605 | Included in Total Operating Cost | 23740.3014 | 46934.8054 | 3161.4008 | 55405.9198
65 | 2083 | 0 | 11491.2 | 3363.732 | 15143.526 | 9576 | 50.456 | 12619.605 | Included in Total Operating Cost | 23740.3014 | 46934.8054 | 3161.4008 | 55405.9198
66 | 2084 | 0 | 11491.2 | 3363.732 | 15143.526 | 9576 | 50.456 | 12619.605 | Included in Total Operating Cost | 23740.3014 | 46934.8054 | 3161.4008 | 55405.9198
67 | 2085 | 0 | 11491.2 | 3363.732 | 15143.526 | 9576 | 50.456 | 12619.605 | Included in Total Operating Cost | 23740.3014 | 46934.8054 | 3161.4008 | 55405.9198
68 | 2086 | 0 | 11491.2 | 3363.732 | 15143.526 | 9576 | 50.456 | 12619.605 | Included in Total Operating Cost | 23740.3014 | 46934.8054 | 3161.4008 | 55405.9198
69 | 2087 | 0 | 11491.2 | 3363.732 | 15143.526 | 9576 | 50.456 | 12619.605 | Included in Total Operating Cost | 23740.3014 | 46934.8054 | 3161.4008 | 55405.9198
70 | 2088 | 0 | 11491.2 | 3363.732 | 15143.526 | 9576 | 50.456 | 12619.605 | Included in Total Operating Cost | 23740.3014 | 46934.8054 | 3161.4008 | 55405.9198
71 | 2089 | 0 | 11491.2 | 3363.732 | 15143.526 | 9576 | 50.456 | 12619.605 | Included in Total Operating Cost | 23740.3014 | 46934.8054 | 3161.4008 | 55405.9198
72 | 2090 | 0 | 11491.2 | 3363.732 | 15143.526 | 9576 | 50.456 | 12619.605 | Included in Total Operating Cost | 23740.3014 | 46934.8054 | 3161.4008 | 55405.9198
73 | 2091 | 0 | 11491.2 | 3363.732 | 15143.526 | 9576 | 50.456 | 12619.605 | Included in Total Operating Cost | 23740.3014 | 46934.8054 | 3161.4008 | 55405.9198
74 | 2092 | 0 | 11491.2 | 3363.732 | 15143.526 | 9576 | 50.456 | 12619.605 | Included in Total Operating Cost | 23740.3014 | 46934.8054 | 3161.4008 | 55405.9198
75 | 2093 | 0 | 11491.2 | 3363.732 | 15143.526 | 9576 | 50.456 | 12619.605 | Included in Total Operating Cost | 23740.3014 | 46934.8054 | 3161.4008 | 55405.9198
76 | 2094 | 0 | 11491.2 | 3363.732 | 15143.526 | 9576 | 50.456 | 12619.605 | Included in Total Operating Cost | 23740.3014 | 46934.8054 | 3161.4008 | 55405.9198
77 | 2095 | 0 | 11491.2 | 3363.732 | 15143.526 | 9576 | 50.456 | 12619.605 | Included in Total Operating Cost | 23740.3014 | 46934.8054 | 3161.4008 | 55405.9198
78 | 2096 | 0 | 11491.2 | 3363.732 | 15143.526 | 9576 | 50.456 | 12619.605 | Included in Total Operating Cost | 23740.3014 | 46934.8054 | 3161.4008 | 55405.9198
79 | 2097 | 0 | 11491.2 | 3363.732 | 15143.526 | 9576 | 50.456 | 12619.605 | Included in Total Operating Cost | 23740.3014 | 46934.8054 | 3161.4008 | 55405.9198
80 | 2098 | 0 | 11491.2 | 3363.732 | 15143.526 | 9576 | 50.456 | 12619.605 | Included in Total Operating Cost | 23740.3014 | 46934.8054 | 3161.4008 | 55405.9198
81 | 2099 | 0 | 11491.2 | 3363.732 | 15143.526 | 9576 | 50.456 | 12619.605 | Included in Total Operating Cost | 23740.3014 | 46934.8054 | 3161.4008 | 55405.9198
82 | 2100 | 0 | 11491.2 | 3363.732 | 15143.526 | 9576 | 50.456 | 12619.605 | Included in Total Operating Cost | 23740.3014 | 46934.8054 | 3161.4008 | 55405.9198
83 | 2101 | 0 | 11491.2 | 3363.732 | 15143.526 | 9576 | 50.456 | 12619.605 | Included in Total Operating Cost | 23740.3014 | 46934.8054 | 3161.4008 | 55405.9198
84 | 2102 | 0 | 11491.2 | 3363.732 | 15143.526 | 9576 | 50.456 | 12619.605 | Included in Total Operating Cost | 23740.3014 | 46934.8054 | 3161.4008 | 55405.9198
85 | 2103 | 0 | 11491.2 | 3363.732 | 15143.526 | 9576 | 50.456 | 12619.605 | Included in Total Operating Cost | 23740.3014 | 46934.8054 | 3161.4008 | 55405.9198
86 | 2104 | 0 | 11491.2 | 3363.732 | 15143.526 | 9576 | 50.456 | 12619.605 | Included in Total Operating Cost | 23740.3014 | 46934.8054 | 3161.4008 | 55405.9198
87 | 2105 | 0 | 11491.2 | 3363.732 | 15143.526 | 9576 | 50.456 | 12619.605 | Included in Total Operating Cost | 23740.3014 | 46934.8054 | 3161.4008 | 55405.9198
88 | 2106 | 0 | 11491.2 | 3363.732 | 15143.526 | 9576 | 50.456 | 12619.605 | Included in Total Operating Cost | 23740.3014 | 46934.8054 | 3161.4008 | 55405.9198
89 | 2107 | 0 | 11491.2 | 3363.732 | 15143.526 | 9576 | 50.456 | 12619.605 | Included in Total Operating Cost | 23740.3014 | 46934.8054 | 3161.4008 | 55405.9198
90 | 2108 | 0 | 11491.2 | 3363.732 | 15143.526 | 9576 | 50.456 | 12619.605 | Included in Total Operating Cost | 23740.3014 | 46934.8054 | 3161.4008 | 55405.9198
91 | 2109 | 0 | 11491.2 | 3363.732 | 15143.526 | 9576 | 50.456 | 12619.605 | Included in Total Operating Cost | 23740.3014 | 46934.8054 | 3161.4008 | 55405.9198
92 | 2110 | 0 | 11491.2 | 3363.732 | 15143.526 | 9576 | 50.456 | 12619.605 | Included in Total Operating Cost | 23740.3014 | 46934.8054 | 3161.4008 | 55405.9198
93 | 2111 | 0 | 11491.2 | 3363.732 | 15143.526 | 9576 | 50.456 | 12619.605 | Included in Total Operating Cost | 23740.3014 | 46934.8054 | 3161.4008 | 55405.9198
94 | 2112 | 0 | 11491.2 | 3363.732 | 15143.526 | 9576 | 50.456 | 12619.605 | Included in Total Operating Cost | 23740.3014 | 46934.8054 | 3161.4008 | 55405.9198
95 | 2113 | 0 | 11491.2 | 3363.732 | 15143.526 | 9576 | 50.456 | 12619.605 | Included in Total Operating Cost | 23740.3014 | 46934.8054 | 3161.4008 | 55405.9198
96 | 2114 | 0 | 11491.2 | 3363.732 | 15143.526 | 9576 | 50.456 | 12619.605 | Included in Total Operating Cost | 23740.3014 | 46934.8054 | 3161.4008 | 55405.9198
97 | 2115 | 0 | 11491.2 | 3363.732 | 15143.526 | 9576 | 50.456 | 12619.605 | Included in Total Operating Cost | 23740.3014 | 46934.8054 | 3161.4008 | 55405.9198
98 | 2116 | 0 | 11491.2 | 3363.732 | 15143.526 | 9576 | 50.456 | 12619.605 | Included in Total Operating Cost | 23740.3014 | 46934.8054 | 3161.4008 | 55405.9198
99 | 2117 | 0 | 11491.2 | 3363.732 | 15143.526 | 9576 | 50.456 | 12619.605 | Included in Total Operating Cost | 23740.3014 | 46934.8054 | 3161.4008 | 55405.9198
100 | 2118 | 0 | 11491.2 | 3363.732 | 15143.526 | 9576 | 50.456 | 12619.605 | Included in Total Operating Cost | 23740.3014 | 46934.8054 | 3161.4008 | 55405.9198
Total |  | 429833 | 1080172.8 | 316190.808 | 1423491.444 | 900144 | 59795.9425 | 1186242.87 | 0 | 4322503.9543 | 14457879.769 | 840074.0001 | 6235944.8646
Notes:
1 Replacement O&M costs are estimated at 1.8% of the total capital cost for the complete long-term ETS (pumps, pipelines, tanks, reservoirs, and sprayers). A higher percentage of capital cost is estimated given that existing pumps, pipelines, tanks and reservoirs will be utilized initially up until their associated life expectancies are met and will require replacement sooner than if new equipment was utilized initially. All spray systems will be new at the start of the ETS, but a higher percentage capital cost is estimated to ensure conservatism and to align with existing existing pumps, pipelines, tanks and reservoirs O&M Replacement estimates.
2 Routine maintenance is estimated at 1.5% of the total capital cost for the complete long-term ETS (pumps, pipelines, tanks, reservoirs, and sprayers). Routine maintenance includes materials needed for preventative maintenance such as mechanical seals, lubricant, valve sleeves, fuses, etc.
3 O&M Labor is included in the Total Operating Cost calculation.
Cost estimate backup details are included in Attachment B to the Chino Water Treatment Cost Basis Document.
Costs do not include indirect costs
|  |  | 936838.5912 | 306488 | 2076693.7175 | 3320020.3087
-500165.2567

## Salt Disposal Cash Flow
Inputs
[6 empty] | New Cost | 534816
Date: |  | 2019-03-12 |  |  |  | Replacement O&M | 0.25%
Project No.: |  | 113-01153 |  |  |  | Salt Removal (cy/yr) | 8.055
Subject: |  | Salt Disposal Direct Cost Cash Flow by Year in Current Cost Dollars
Project Short Title: |  | Chino Mine Closure Closeout Plan
Year Following Closure | Year | Capital | Replacement O&M1 | Routine Maintenance2 | O&M Labor2 | Annual Salt Production/ Removal (cy/yr) | Total Operating Cost3
1 | 2019 | 0 | 0 | 0 | 0 | 0 | 0
2 | 2020 | 0 | 0 | 0 | 0 | 0 | 0
3 | 2021 | 0 | 0 | 0 | 0 | 0 | 0
4 | 2022 | 0 | 0 | 0 | 0 | 0 | 0
5 | 2023 | 0 | 0 | 0 | 0 | 0 | 0
6 | 2024 | 0 | 0 | 0 | 0 | 0 | 0
7 | 2025 | 534816 | 1337.04 | Included in Total Operating Cost | Included in Total Operating Cost | 27395.0064 | 756819.8167
8 | 2026 | 0 | 1337.04 | Included in Total Operating Cost | Included in Total Operating Cost | 27395.0064 | 222003.8167
9 | 2027 | 0 | 1337.04 | Included in Total Operating Cost | Included in Total Operating Cost | 27395.0064 | 222003.8167
10 | 2028 | 0 | 1337.04 | Included in Total Operating Cost | Included in Total Operating Cost | 27395.0064 | 222003.8167
11 | 2029 | 0 | 1337.04 | Included in Total Operating Cost | Included in Total Operating Cost | 27395.0064 | 222003.8167
12 | 2030 | 0 | 1337.04 | Included in Total Operating Cost | Included in Total Operating Cost | 27395.0064 | 222003.8167
13 | 2031 | 0 | 1337.04 | Included in Total Operating Cost | Included in Total Operating Cost | 26138.9619 | 211886.3782
14 | 2032 | 0 | 1337.04 | Included in Total Operating Cost | Included in Total Operating Cost | 24975.6069 | 202515.554
15 | 2033 | 0 | 1337.04 | Included in Total Operating Cost | Included in Total Operating Cost | 23812.2518 | 193144.7279
16 | 2034 | 0 | 1337.04 | Included in Total Operating Cost | Included in Total Operating Cost | 22648.8951 | 183773.8897
17 | 2035 | 0 | 1337.04 | Included in Total Operating Cost | Included in Total Operating Cost | 21485.5393 | 174403.0592
18 | 2036 | 0 | 1337.04 | Included in Total Operating Cost | Included in Total Operating Cost | 20322.1844 | 165032.2353
19 | 2037 | 0 | 1337.04 | Included in Total Operating Cost | Included in Total Operating Cost | 19158.8281 | 155661.4003
20 | 2038 | 0 | 1337.04 | Included in Total Operating Cost | Included in Total Operating Cost | 17995.4721 | 146290.5678
21 | 2039 | 0 | 1337.04 | Included in Total Operating Cost | Included in Total Operating Cost | 16832.116 | 136919.7344
22 | 2040 | 0 | 1337.04 | Included in Total Operating Cost | Included in Total Operating Cost | 15668.7608 | 127548.9078
23 | 2041 | 0 | 1337.04 | Included in Total Operating Cost | Included in Total Operating Cost | 14505.4055 | 118178.0817
24 | 2042 | 0 | 1337.04 | Included in Total Operating Cost | Included in Total Operating Cost | 13342.0496 | 108807.2494
25 | 2043 | 0 | 1337.04 | Included in Total Operating Cost | Included in Total Operating Cost | 12178.6934 | 99436.4157
26 | 2044 | 0 | 1337.04 | Included in Total Operating Cost | Included in Total Operating Cost | 11015.3377 | 90065.585
27 | 2045 | 0 | 1337.04 | Included in Total Operating Cost | Included in Total Operating Cost | 9851.982 | 80694.7549
28 | 2046 | 0 | 1337.04 | Included in Total Operating Cost | Included in Total Operating Cost | 8688.6265 | 71323.9268
29 | 2047 | 0 | 1337.04 | Included in Total Operating Cost | Included in Total Operating Cost | 7525.2708 | 61953.0961
30 | 2048 | 0 | 1337.04 | Included in Total Operating Cost | Included in Total Operating Cost | 6361.915 | 52582.2655
31 | 2049 | 0 | 1337.04 | Included in Total Operating Cost | Included in Total Operating Cost | 5198.5593 | 43211.4355
32 | 2050 | 0 | 1337.04 | Included in Total Operating Cost | Included in Total Operating Cost | 4035.2034 | 33840.6035
33 | 2051 | 0 | 1337.04 | Included in Total Operating Cost | Included in Total Operating Cost | 4035.2034 | 33840.6035
34 | 2052 | 0 | 1337.04 | Included in Total Operating Cost | Included in Total Operating Cost | 4035.2034 | 33840.6035
35 | 2053 | 0 | 1337.04 | Included in Total Operating Cost | Included in Total Operating Cost | 4035.2034 | 33840.6035
36 | 2054 | 0 | 1337.04 | Included in Total Operating Cost | Included in Total Operating Cost | 4035.2034 | 33840.6035
37 | 2055 | 0 | 1337.04 | Included in Total Operating Cost | Included in Total Operating Cost | 4035.2034 | 33840.6035
38 | 2056 | 0 | 1337.04 | Included in Total Operating Cost | Included in Total Operating Cost | 4035.2034 | 33840.6035
39 | 2057 | 0 | 1337.04 | Included in Total Operating Cost | Included in Total Operating Cost | 4035.2034 | 33840.6035
40 | 2058 | 0 | 1337.04 | Included in Total Operating Cost | Included in Total Operating Cost | 4035.2034 | 33840.6035
41 | 2059 | 0 | 1337.04 | Included in Total Operating Cost | Included in Total Operating Cost | 4035.2034 | 33840.6035
42 | 2060 | 0 | 1337.04 | Included in Total Operating Cost | Included in Total Operating Cost | 4035.2034 | 33840.6035
43 | 2061 | 0 | 1337.04 | Included in Total Operating Cost | Included in Total Operating Cost | 4035.2034 | 33840.6035
44 | 2062 | 0 | 1337.04 | Included in Total Operating Cost | Included in Total Operating Cost | 4035.2034 | 33840.6035
45 | 2063 | 0 | 1337.04 | Included in Total Operating Cost | Included in Total Operating Cost | 4035.2034 | 33840.6035
46 | 2064 | 0 | 1337.04 | Included in Total Operating Cost | Included in Total Operating Cost | 4035.2034 | 33840.6035
47 | 2065 | 0 | 1337.04 | Included in Total Operating Cost | Included in Total Operating Cost | 4035.2034 | 33840.6035
48 | 2066 | 0 | 1337.04 | Included in Total Operating Cost | Included in Total Operating Cost | 4035.2034 | 33840.6035
49 | 2067 | 0 | 1337.04 | Included in Total Operating Cost | Included in Total Operating Cost | 4035.2034 | 33840.6035
50 | 2068 | 0 | 1337.04 | Included in Total Operating Cost | Included in Total Operating Cost | 4035.2034 | 33840.6035
51 | 2069 | 0 | 1337.04 | Included in Total Operating Cost | Included in Total Operating Cost | 4035.2034 | 33840.6035
52 | 2070 | 0 | 1337.04 | Included in Total Operating Cost | Included in Total Operating Cost | 4035.2034 | 33840.6035
53 | 2071 | 0 | 1337.04 | Included in Total Operating Cost | Included in Total Operating Cost | 4035.2034 | 33840.6035
54 | 2072 | 0 | 1337.04 | Included in Total Operating Cost | Included in Total Operating Cost | 4035.2034 | 33840.6035
55 | 2073 | 0 | 1337.04 | Included in Total Operating Cost | Included in Total Operating Cost | 4035.2034 | 33840.6035
56 | 2074 | 0 | 1337.04 | Included in Total Operating Cost | Included in Total Operating Cost | 4035.2034 | 33840.6035
57 | 2075 | 0 | 1337.04 | Included in Total Operating Cost | Included in Total Operating Cost | 4035.2034 | 33840.6035
58 | 2076 | 0 | 1337.04 | Included in Total Operating Cost | Included in Total Operating Cost | 4035.2034 | 33840.6035
59 | 2077 | 0 | 1337.04 | Included in Total Operating Cost | Included in Total Operating Cost | 4035.2034 | 33840.6035
60 | 2078 | 0 | 1337.04 | Included in Total Operating Cost | Included in Total Operating Cost | 4035.2034 | 33840.6035
61 | 2079 | 0 | 1337.04 | Included in Total Operating Cost | Included in Total Operating Cost | 4035.2034 | 33840.6035
62 | 2080 | 0 | 1337.04 | Included in Total Operating Cost | Included in Total Operating Cost | 4035.2034 | 33840.6035
63 | 2081 | 0 | 1337.04 | Included in Total Operating Cost | Included in Total Operating Cost | 4035.2034 | 33840.6035
64 | 2082 | 0 | 1337.04 | Included in Total Operating Cost | Included in Total Operating Cost | 4035.2034 | 33840.6035
65 | 2083 | 0 | 1337.04 | Included in Total Operating Cost | Included in Total Operating Cost | 4035.2034 | 33840.6035
66 | 2084 | 0 | 1337.04 | Included in Total Operating Cost | Included in Total Operating Cost | 4035.2034 | 33840.6035
67 | 2085 | 0 | 1337.04 | Included in Total Operating Cost | Included in Total Operating Cost | 4035.2034 | 33840.6035
68 | 2086 | 0 | 1337.04 | Included in Total Operating Cost | Included in Total Operating Cost | 4035.2034 | 33840.6035
69 | 2087 | 0 | 1337.04 | Included in Total Operating Cost | Included in Total Operating Cost | 4035.2034 | 33840.6035
70 | 2088 | 0 | 1337.04 | Included in Total Operating Cost | Included in Total Operating Cost | 4035.2034 | 33840.6035
71 | 2089 | 0 | 1337.04 | Included in Total Operating Cost | Included in Total Operating Cost | 4035.2034 | 33840.6035
72 | 2090 | 0 | 1337.04 | Included in Total Operating Cost | Included in Total Operating Cost | 4035.2034 | 33840.6035
73 | 2091 | 0 | 1337.04 | Included in Total Operating Cost | Included in Total Operating Cost | 4035.2034 | 33840.6035
74 | 2092 | 0 | 1337.04 | Included in Total Operating Cost | Included in Total Operating Cost | 4035.2034 | 33840.6035
75 | 2093 | 0 | 1337.04 | Included in Total Operating Cost | Included in Total Operating Cost | 4035.2034 | 33840.6035
76 | 2094 | 0 | 1337.04 | Included in Total Operating Cost | Included in Total Operating Cost | 4035.2034 | 33840.6035
77 | 2095 | 0 | 1337.04 | Included in Total Operating Cost | Included in Total Operating Cost | 4035.2034 | 33840.6035
78 | 2096 | 0 | 1337.04 | Included in Total Operating Cost | Included in Total Operating Cost | 4035.2034 | 33840.6035
79 | 2097 | 0 | 1337.04 | Included in Total Operating Cost | Included in Total Operating Cost | 4035.2034 | 33840.6035
80 | 2098 | 0 | 1337.04 | Included in Total Operating Cost | Included in Total Operating Cost | 4035.2034 | 33840.6035
81 | 2099 | 0 | 1337.04 | Included in Total Operating Cost | Included in Total Operating Cost | 4035.2034 | 33840.6035
82 | 2100 | 0 | 1337.04 | Included in Total Operating Cost | Included in Total Operating Cost | 4035.2034 | 33840.6035
83 | 2101 | 0 | 1337.04 | Included in Total Operating Cost | Included in Total Operating Cost | 4035.2034 | 33840.6035
84 | 2102 | 0 | 1337.04 | Included in Total Operating Cost | Included in Total Operating Cost | 4035.2034 | 33840.6035
85 | 2103 | 0 | 1337.04 | Included in Total Operating Cost | Included in Total Operating Cost | 4035.2034 | 33840.6035
86 | 2104 | 0 | 1337.04 | Included in Total Operating Cost | Included in Total Operating Cost | 4035.2034 | 33840.6035
87 | 2105 | 0 | 1337.04 | Included in Total Operating Cost | Included in Total Operating Cost | 4035.2034 | 33840.6035
88 | 2106 | 0 | 1337.04 | Included in Total Operating Cost | Included in Total Operating Cost | 4035.2034 | 33840.6035
89 | 2107 | 0 | 1337.04 | Included in Total Operating Cost | Included in Total Operating Cost | 4035.2034 | 33840.6035
90 | 2108 | 0 | 1337.04 | Included in Total Operating Cost | Included in Total Operating Cost | 4035.2034 | 33840.6035
91 | 2109 | 0 | 1337.04 | Included in Total Operating Cost | Included in Total Operating Cost | 4035.2034 | 33840.6035
92 | 2110 | 0 | 1337.04 | Included in Total Operating Cost | Included in Total Operating Cost | 4035.2034 | 33840.6035
93 | 2111 | 0 | 1337.04 | Included in Total Operating Cost | Included in Total Operating Cost | 4035.2034 | 33840.6035
94 | 2112 | 0 | 1337.04 | Included in Total Operating Cost | Included in Total Operating Cost | 4035.2034 | 33840.6035
95 | 2113 | 0 | 1337.04 | Included in Total Operating Cost | Included in Total Operating Cost | 4035.2034 | 33840.6035
96 | 2114 | 0 | 1337.04 | Included in Total Operating Cost | Included in Total Operating Cost | 4035.2034 | 33840.6035
97 | 2115 | 0 | 1337.04 | Included in Total Operating Cost | Included in Total Operating Cost | 4035.2034 | 33840.6035
98 | 2116 | 0 | 1337.04 | Included in Total Operating Cost | Included in Total Operating Cost | 4035.2034 | 33840.6035
99 | 2117 | 0 | 1337.04 | Included in Total Operating Cost | Included in Total Operating Cost | 4035.2034 | 33840.6035
100 | 2118 | 0 | 1337.04 | Included in Total Operating Cost | Included in Total Operating Cost | 4035.2034 | 33840.6035
Total |  | 534816 | 125681.76 | 0 | 0 | 740505.5307 | 6625269.8101
Notes:
1 Replacement O&M is estimated only at 0.25% of the total capital cost since the capital cost of the facility is high since it is a lined facility. Costs associated with closure of each of the four individual cells comprising the salt disposal facility (approximately 106,800 cubic yards per cell). Closure includes grading, three foot of earthen cover, and revegetation. Initial capital cost for construction of salt disposal facility (by RS Means) shown in Year 7.
2 Routine Maintenance and O&M Labor is included in the Total Operating Cost calculation.
3 Costs based on RS Means estimate of $8.055 per/cy for excavation, loading, hauling, and placing of salts at the Resevoir 6 HDPE-lined salt disposal facility.
Cost estimate backup details are included in Attachment B to the Chino Water Treatment Cost Basis Document.
Costs do not include indirect costs
80520

## Water Conveyance Cash Flow
Inputs
[9 empty] | Total Pump and Pipeline Costs if New | 4195576.48
Date: |  | 2019-03-12 | [6 empty] | Total Tank and Reservoir Cost if New | 308308.55
Project No.: |  | 113-01153 | [6 empty] | Replacement O&M Percentage | 1.8%
Subject: |  | Water Conveyance Direct Cost Cash Flow by Year in Current Cost Dollars | [6 empty] | Routine Maintenance Percentage | 1.5%
Project Short Title: |  | Chino Mine Closure Closeout Plan | [6 empty] | Avg ($/kWh) Year 1 through 6 | 0.044381
[9 empty] | Avg ($/kWh) Year 7 through 100 | 0.044731
Year Following Closure | Year | Capital1 | Pumps and Pipeline Replacement O&M2 | Tanks and Reservoir Replacement O&M2 | Pumps and Pipeline Routine Maintenance3 | Tanks and Reservoir Routine Maintenance3 | O&M Labor4 | Pumping System Annual Power Usage (kWh) | O&M Electrical Annual Cost | Total Annual Cost
1 | 2019 | 0 | 0 | 0 | 0 | 0 | N/A | 0 | 0 | 0
2 | 2020 | 0 | 0 | 0 | 0 | 0 | N/A | 0 | 0 | 0
3 | 2021 | 0 | 0 | 0 | 0 | 0 | N/A | 0 | 0 | 0
4 | 2022 | 0 | 0 | 0 | 0 | 0 | N/A | 0 | 0 | 0
5 | 2023 | 0 | 0 | 0 | 0 | 0 | N/A | 0 | 0 | 0
6 | 2024 | 1564227.03 | 75520.3766 | 5549.5539 | 62933.6472 | 4624.6282 | Inc. in STS Labor | 3516193.1207 | 156050.5452 | 1868905.7812
7 | 2025 | 0 | 75520.3766 | 5549.5539 | 62933.6472 | 4624.6282 | Inc. in STS Labor | 3516193.1207 | 157284.4551 | 305912.6611
8 | 2026 | 0 | 75520.3766 | 5549.5539 | 62933.6472 | 4624.6282 | Inc. in STS Labor | 3516193.1207 | 157284.4551 | 305912.6611
9 | 2027 | 0 | 75520.3766 | 5549.5539 | 62933.6472 | 4624.6282 | Inc. in STS Labor | 3516193.1207 | 157284.4551 | 305912.6611
10 | 2028 | 0 | 75520.3766 | 5549.5539 | 62933.6472 | 4624.6282 | Inc. in STS Labor | 3516193.1207 | 157284.4551 | 305912.6611
11 | 2029 | 0 | 75520.3766 | 5549.5539 | 62933.6472 | 4624.6282 | Inc. in STS Labor | 3516193.1207 | 157284.4551 | 305912.6611
12 | 2030 | 0 | 75520.3766 | 5549.5539 | 62933.6472 | 4624.6282 | Inc. in STS Labor | 3516193.1207 | 157284.4551 | 305912.6611
13 | 2031 | 0 | 75520.3766 | 5549.5539 | 62933.6472 | 4624.6282 | Inc. in STS Labor | 2962689.8364 | 132525.4446 | 281153.6505
14 | 2032 | 0 | 75520.3766 | 5549.5539 | 62933.6472 | 4624.6282 | Inc. in STS Labor | 2962689.8364 | 132525.4446 | 281153.6505
15 | 2033 | 0 | 75520.3766 | 5549.5539 | 62933.6472 | 4624.6282 | Inc. in STS Labor | 2962689.8364 | 132525.4446 | 281153.6505
16 | 2034 | 0 | 75520.3766 | 5549.5539 | 62933.6472 | 4624.6282 | Inc. in STS Labor | 2962689.8364 | 132525.4446 | 281153.6505
17 | 2035 | 0 | 75520.3766 | 5549.5539 | 62933.6472 | 4624.6282 | Inc. in STS Labor | 2962689.8364 | 132525.4446 | 281153.6505
18 | 2036 | 0 | 75520.3766 | 5549.5539 | 62933.6472 | 4624.6282 | Inc. in STS Labor | 2962689.8364 | 132525.4446 | 281153.6505
19 | 2037 | 0 | 75520.3766 | 5549.5539 | 62933.6472 | 4624.6282 | Inc. in STS Labor | 2962689.8364 | 132525.4446 | 281153.6505
20 | 2038 | 0 | 75520.3766 | 5549.5539 | 62933.6472 | 4624.6282 | Inc. in STS Labor | 2962689.8364 | 132525.4446 | 281153.6505
21 | 2039 | 0 | 75520.3766 | 5549.5539 | 62933.6472 | 4624.6282 | Inc. in STS Labor | 2962689.8364 | 132525.4446 | 281153.6505
22 | 2040 | 0 | 75520.3766 | 5549.5539 | 62933.6472 | 4624.6282 | Inc. in STS Labor | 2962689.8364 | 132525.4446 | 281153.6505
23 | 2041 | 0 | 75520.3766 | 5549.5539 | 62933.6472 | 4624.6282 | Inc. in STS Labor | 2962689.8364 | 132525.4446 | 281153.6505
24 | 2042 | 0 | 75520.3766 | 5549.5539 | 62933.6472 | 4624.6282 | Inc. in STS Labor | 2962689.8364 | 132525.4446 | 281153.6505
25 | 2043 | 0 | 75520.3766 | 5549.5539 | 62933.6472 | 4624.6282 | Inc. in STS Labor | 2962689.8364 | 132525.4446 | 281153.6505
26 | 2044 | 0 | 75520.3766 | 5549.5539 | 62933.6472 | 4624.6282 | Inc. in STS Labor | 2962689.8364 | 132525.4446 | 281153.6505
27 | 2045 | 0 | 75520.3766 | 5549.5539 | 62933.6472 | 4624.6282 | Inc. in STS Labor | 2962689.8364 | 132525.4446 | 281153.6505
28 | 2046 | 0 | 75520.3766 | 5549.5539 | 62933.6472 | 4624.6282 | Inc. in STS Labor | 2962689.8364 | 132525.4446 | 281153.6505
29 | 2047 | 0 | 75520.3766 | 5549.5539 | 62933.6472 | 4624.6282 | Inc. in STS Labor | 2962689.8364 | 132525.4446 | 281153.6505
30 | 2048 | 0 | 75520.3766 | 5549.5539 | 62933.6472 | 4624.6282 | Inc. in STS Labor | 2962689.8364 | 132525.4446 | 281153.6505
31 | 2049 | 0 | 75520.3766 | 5549.5539 | 62933.6472 | 4624.6282 | Inc. in STS Labor | 2962689.8364 | 132525.4446 | 281153.6505
32 | 2050 | 0 | 75520.3766 | 5549.5539 | 62933.6472 | 4624.6282 | Inc. in STS Labor | 2962689.8364 | 132525.4446 | 281153.6505
33 | 2051 | 0 | 75520.3766 | 5549.5539 | 62933.6472 | 4624.6282 | Inc. in STS Labor | 2392784.8817 | 107032.7634 | 255660.9694
34 | 2052 | 0 | 75520.3766 | 5549.5539 | 62933.6472 | 4624.6282 | Inc. in STS Labor | 2392784.8817 | 107032.7634 | 255660.9694
35 | 2053 | 0 | 75520.3766 | 5549.5539 | 62933.6472 | 4624.6282 | Inc. in STS Labor | 2392784.8817 | 107032.7634 | 255660.9694
36 | 2054 | 0 | 75520.3766 | 5549.5539 | 62933.6472 | 4624.6282 | Inc. in STS Labor | 2392784.8817 | 107032.7634 | 255660.9694
37 | 2055 | 0 | 75520.3766 | 5549.5539 | 62933.6472 | 4624.6282 | Inc. in STS Labor | 2392784.8817 | 107032.7634 | 255660.9694
38 | 2056 | 0 | 75520.3766 | 5549.5539 | 62933.6472 | 4624.6282 | Inc. in STS Labor | 2392784.8817 | 107032.7634 | 255660.9694
39 | 2057 | 0 | 75520.3766 | 5549.5539 | 62933.6472 | 4624.6282 | Inc. in STS Labor | 2392784.8817 | 107032.7634 | 255660.9694
40 | 2058 | 0 | 75520.3766 | 5549.5539 | 62933.6472 | 4624.6282 | Inc. in STS Labor | 2392784.8817 | 107032.7634 | 255660.9694
41 | 2059 | 0 | 75520.3766 | 5549.5539 | 62933.6472 | 4624.6282 | Inc. in STS Labor | 2392784.8817 | 107032.7634 | 255660.9694
42 | 2060 | 0 | 75520.3766 | 5549.5539 | 62933.6472 | 4624.6282 | Inc. in STS Labor | 2392784.8817 | 107032.7634 | 255660.9694
43 | 2061 | 0 | 75520.3766 | 5549.5539 | 62933.6472 | 4624.6282 | Inc. in STS Labor | 2392784.8817 | 107032.7634 | 255660.9694
44 | 2062 | 0 | 75520.3766 | 5549.5539 | 62933.6472 | 4624.6282 | Inc. in STS Labor | 2392784.8817 | 107032.7634 | 255660.9694
45 | 2063 | 0 | 75520.3766 | 5549.5539 | 62933.6472 | 4624.6282 | Inc. in STS Labor | 2392784.8817 | 107032.7634 | 255660.9694
46 | 2064 | 0 | 75520.3766 | 5549.5539 | 62933.6472 | 4624.6282 | Inc. in STS Labor | 2392784.8817 | 107032.7634 | 255660.9694
47 | 2065 | 0 | 75520.3766 | 5549.5539 | 62933.6472 | 4624.6282 | Inc. in STS Labor | 2392784.8817 | 107032.7634 | 255660.9694
48 | 2066 | 0 | 75520.3766 | 5549.5539 | 62933.6472 | 4624.6282 | Inc. in STS Labor | 2392784.8817 | 107032.7634 | 255660.9694
49 | 2067 | 0 | 75520.3766 | 5549.5539 | 62933.6472 | 4624.6282 | Inc. in STS Labor | 2392784.8817 | 107032.7634 | 255660.9694
50 | 2068 | 0 | 75520.3766 | 5549.5539 | 62933.6472 | 4624.6282 | Inc. in STS Labor | 2392784.8817 | 107032.7634 | 255660.9694
51 | 2069 | 0 | 75520.3766 | 5549.5539 | 62933.6472 | 4624.6282 | Inc. in STS Labor | 2392784.8817 | 107032.7634 | 255660.9694
52 | 2070 | 0 | 75520.3766 | 5549.5539 | 62933.6472 | 4624.6282 | Inc. in STS Labor | 2392784.8817 | 107032.7634 | 255660.9694
53 | 2071 | 0 | 75520.3766 | 5549.5539 | 62933.6472 | 4624.6282 | Inc. in STS Labor | 2392784.8817 | 107032.7634 | 255660.9694
54 | 2072 | 0 | 75520.3766 | 5549.5539 | 62933.6472 | 4624.6282 | Inc. in STS Labor | 2392784.8817 | 107032.7634 | 255660.9694
55 | 2073 | 0 | 75520.3766 | 5549.5539 | 62933.6472 | 4624.6282 | Inc. in STS Labor | 2392784.8817 | 107032.7634 | 255660.9694
56 | 2074 | 0 | 75520.3766 | 5549.5539 | 62933.6472 | 4624.6282 | Inc. in STS Labor | 2392784.8817 | 107032.7634 | 255660.9694
57 | 2075 | 0 | 75520.3766 | 5549.5539 | 62933.6472 | 4624.6282 | Inc. in STS Labor | 2392784.8817 | 107032.7634 | 255660.9694
58 | 2076 | 0 | 75520.3766 | 5549.5539 | 62933.6472 | 4624.6282 | Inc. in STS Labor | 2392784.8817 | 107032.7634 | 255660.9694
59 | 2077 | 0 | 75520.3766 | 5549.5539 | 62933.6472 | 4624.6282 | Inc. in STS Labor | 2392784.8817 | 107032.7634 | 255660.9694
60 | 2078 | 0 | 75520.3766 | 5549.5539 | 62933.6472 | 4624.6282 | Inc. in STS Labor | 2392784.8817 | 107032.7634 | 255660.9694
61 | 2079 | 0 | 75520.3766 | 5549.5539 | 62933.6472 | 4624.6282 | Inc. in STS Labor | 2392784.8817 | 107032.7634 | 255660.9694
62 | 2080 | 0 | 75520.3766 | 5549.5539 | 62933.6472 | 4624.6282 | Inc. in STS Labor | 2392784.8817 | 107032.7634 | 255660.9694
63 | 2081 | 0 | 75520.3766 | 5549.5539 | 62933.6472 | 4624.6282 | Inc. in STS Labor | 2392784.8817 | 107032.7634 | 255660.9694
64 | 2082 | 0 | 75520.3766 | 5549.5539 | 62933.6472 | 4624.6282 | Inc. in STS Labor | 2392784.8817 | 107032.7634 | 255660.9694
65 | 2083 | 0 | 75520.3766 | 5549.5539 | 62933.6472 | 4624.6282 | Inc. in STS Labor | 2392784.8817 | 107032.7634 | 255660.9694
66 | 2084 | 0 | 75520.3766 | 5549.5539 | 62933.6472 | 4624.6282 | Inc. in STS Labor | 2392784.8817 | 107032.7634 | 255660.9694
67 | 2085 | 0 | 75520.3766 | 5549.5539 | 62933.6472 | 4624.6282 | Inc. in STS Labor | 2392784.8817 | 107032.7634 | 255660.9694
68 | 2086 | 0 | 75520.3766 | 5549.5539 | 62933.6472 | 4624.6282 | Inc. in STS Labor | 2392784.8817 | 107032.7634 | 255660.9694
69 | 2087 | 0 | 75520.3766 | 5549.5539 | 62933.6472 | 4624.6282 | Inc. in STS Labor | 2392784.8817 | 107032.7634 | 255660.9694
70 | 2088 | 0 | 75520.3766 | 5549.5539 | 62933.6472 | 4624.6282 | Inc. in STS Labor | 2392784.8817 | 107032.7634 | 255660.9694
71 | 2089 | 0 | 75520.3766 | 5549.5539 | 62933.6472 | 4624.6282 | Inc. in STS Labor | 2392784.8817 | 107032.7634 | 255660.9694
72 | 2090 | 0 | 75520.3766 | 5549.5539 | 62933.6472 | 4624.6282 | Inc. in STS Labor | 2392784.8817 | 107032.7634 | 255660.9694
73 | 2091 | 0 | 75520.3766 | 5549.5539 | 62933.6472 | 4624.6282 | Inc. in STS Labor | 2392784.8817 | 107032.7634 | 255660.9694
74 | 2092 | 0 | 75520.3766 | 5549.5539 | 62933.6472 | 4624.6282 | Inc. in STS Labor | 2392784.8817 | 107032.7634 | 255660.9694
75 | 2093 | 0 | 75520.3766 | 5549.5539 | 62933.6472 | 4624.6282 | Inc. in STS Labor | 2392784.8817 | 107032.7634 | 255660.9694
76 | 2094 | 0 | 75520.3766 | 5549.5539 | 62933.6472 | 4624.6282 | Inc. in STS Labor | 2392784.8817 | 107032.7634 | 255660.9694
77 | 2095 | 0 | 75520.3766 | 5549.5539 | 62933.6472 | 4624.6282 | Inc. in STS Labor | 2392784.8817 | 107032.7634 | 255660.9694
78 | 2096 | 0 | 75520.3766 | 5549.5539 | 62933.6472 | 4624.6282 | Inc. in STS Labor | 2392784.8817 | 107032.7634 | 255660.9694
79 | 2097 | 0 | 75520.3766 | 5549.5539 | 62933.6472 | 4624.6282 | Inc. in STS Labor | 2392784.8817 | 107032.7634 | 255660.9694
80 | 2098 | 0 | 75520.3766 | 5549.5539 | 62933.6472 | 4624.6282 | Inc. in STS Labor | 2392784.8817 | 107032.7634 | 255660.9694
81 | 2099 | 0 | 75520.3766 | 5549.5539 | 62933.6472 | 4624.6282 | Inc. in STS Labor | 2392784.8817 | 107032.7634 | 255660.9694
82 | 2100 | 0 | 75520.3766 | 5549.5539 | 62933.6472 | 4624.6282 | Inc. in STS Labor | 2392784.8817 | 107032.7634 | 255660.9694
83 | 2101 | 0 | 75520.3766 | 5549.5539 | 62933.6472 | 4624.6282 | Inc. in STS Labor | 2392784.8817 | 107032.7634 | 255660.9694
84 | 2102 | 0 | 75520.3766 | 5549.5539 | 62933.6472 | 4624.6282 | Inc. in STS Labor | 2392784.8817 | 107032.7634 | 255660.9694
85 | 2103 | 0 | 75520.3766 | 5549.5539 | 62933.6472 | 4624.6282 | Inc. in STS Labor | 2392784.8817 | 107032.7634 | 255660.9694
86 | 2104 | 0 | 75520.3766 | 5549.5539 | 62933.6472 | 4624.6282 | Inc. in STS Labor | 2392784.8817 | 107032.7634 | 255660.9694
87 | 2105 | 0 | 75520.3766 | 5549.5539 | 62933.6472 | 4624.6282 | Inc. in STS Labor | 2392784.8817 | 107032.7634 | 255660.9694
88 | 2106 | 0 | 75520.3766 | 5549.5539 | 62933.6472 | 4624.6282 | Inc. in STS Labor | 2392784.8817 | 107032.7634 | 255660.9694
89 | 2107 | 0 | 75520.3766 | 5549.5539 | 62933.6472 | 4624.6282 | Inc. in STS Labor | 2392784.8817 | 107032.7634 | 255660.9694
90 | 2108 | 0 | 75520.3766 | 5549.5539 | 62933.6472 | 4624.6282 | Inc. in STS Labor | 2392784.8817 | 107032.7634 | 255660.9694
91 | 2109 | 0 | 75520.3766 | 5549.5539 | 62933.6472 | 4624.6282 | Inc. in STS Labor | 2392784.8817 | 107032.7634 | 255660.9694
92 | 2110 | 0 | 75520.3766 | 5549.5539 | 62933.6472 | 4624.6282 | Inc. in STS Labor | 2392784.8817 | 107032.7634 | 255660.9694
93 | 2111 | 0 | 75520.3766 | 5549.5539 | 62933.6472 | 4624.6282 | Inc. in STS Labor | 2392784.8817 | 107032.7634 | 255660.9694
94 | 2112 | 0 | 75520.3766 | 5549.5539 | 62933.6472 | 4624.6282 | Inc. in STS Labor | 2392784.8817 | 107032.7634 | 255660.9694
95 | 2113 | 0 | 75520.3766 | 5549.5539 | 62933.6472 | 4624.6282 | Inc. in STS Labor | 2392784.8817 | 107032.7634 | 255660.9694
96 | 2114 | 0 | 75520.3766 | 5549.5539 | 62933.6472 | 4624.6282 | Inc. in STS Labor | 2392784.8817 | 107032.7634 | 255660.9694
97 | 2115 | 0 | 75520.3766 | 5549.5539 | 62933.6472 | 4624.6282 | Inc. in STS Labor | 2392784.8817 | 107032.7634 | 255660.9694
98 | 2116 | 0 | 75520.3766 | 5549.5539 | 62933.6472 | 4624.6282 | Inc. in STS Labor | 2392784.8817 | 107032.7634 | 255660.9694
99 | 2117 | 0 | 75520.3766 | 5549.5539 | 62933.6472 | 4624.6282 | Inc. in STS Labor | 2392784.8817 | 107032.7634 | 255660.9694
100 | 2118 | 0 | 75520.3766 | 5549.5539 | 62933.6472 | 4624.6282 | Inc. in STS Labor | 2392784.8817 | 107032.7634 | 255660.9694
Total |  | 1564227.03 | 7174435.7808 | 527207.6205 | 5978696.484 | 439339.6838 | 0 | 246576520.5255 | 11028494.0753 | 26712400.6743
Notes:
1 Capital pipeline costs include discharge pipeline from STS to James Canyon Reservoir, energy dissipation structure, and a tank.
2 Replacement O&M costs are estimated at 1.8% of the total capital cost for the complete water conveyance system. A higher percentage of capital cost is estimated given that existing pumps, pipelines, tanks and reservoirs will be utilized initially up until their associated life expectancies are met and will require replacement sooner than if new equipment was utilized initially.
3 Routine maintenance is estimated at 1.5% of the total capital cost for the complete water conveyance system. Routine maintenance includes materials needed for preventative maintenance such as mechanical seals, lubricant, valve sleeves, fuses, etc.
4 Labor for water conveyance is included in labor for the STS. STS Labor is provided on the STS Cash Flow sheet.
Cost estimate backup details are included in Attachment B to the Chino Water Treatment Cost Basis Document.
Costs do not include indirect costs
|  |  | 5456610.2295 | 613273.6262 | 6069883.8556
1631759.5457

## Sludge Disposal Cash Flow
Inputs
[6 empty] | New Cost | 138682
Date: |  | 2019-03-12 |  |  |  | Replacement O&M | 1%
Project No.: |  | 113-01153 |  |  |  | Sludge disposal ($/cy) | 5.34
Subject: |  | Sludge Disposal Direct Cost Cash Flow by Year in Current Cost Dollars
Project Short Title: |  | Chino Mine Closure Closeout Plan
Year Following Closure | Year | Capital | Replacement O&M1 | Routine Maintenance2 | O&M Labor2 | Annual Sludge Production/ Removal (cy/yr) | Total Operating Cost
1 | 2019 | 0 | 0 | 0 | 0 | 0 | 0
2 | 2020 | 0 | 0 | 0 | 0 | 0 | 0
3 | 2021 | 0 | 0 | 0 | 0 | 0 | 0
4 | 2022 | 0 | 0 | 0 | 0 | 0 | 0
5 | 2023 | 0 | 0 | 0 | 0 | 0 | 0
6 | 2024 | 138682 | 1386.82 | Included in Total Operating Cost | Included in Total Operating Cost | 39769.6917 | 352438.9738
7 | 2025 | 0 | 1386.82 | Included in Total Operating Cost | Included in Total Operating Cost | 36372.7126 | 195617.1052
8 | 2026 | 0 | 1386.82 | Included in Total Operating Cost | Included in Total Operating Cost | 36443.0812 | 195992.8735
9 | 2027 | 0 | 1386.82 | Included in Total Operating Cost | Included in Total Operating Cost | 36494.4857 | 196267.3734
10 | 2028 | 0 | 1386.82 | Included in Total Operating Cost | Included in Total Operating Cost | 36525.3201 | 196432.0293
11 | 2029 | 0 | 1386.82 | Included in Total Operating Cost | Included in Total Operating Cost | 33559.6123 | 180595.1497
12 | 2030 | 0 | 1386.82 | Included in Total Operating Cost | Included in Total Operating Cost | 30884.0896 | 166307.8587
13 | 2031 | 0 | 1386.82 | Included in Total Operating Cost | Included in Total Operating Cost | 26335.1917 | 142016.7435
14 | 2032 | 0 | 1386.82 | Included in Total Operating Cost | Included in Total Operating Cost | 23733.8271 | 128125.4566
15 | 2033 | 0 | 1386.82 | Included in Total Operating Cost | Included in Total Operating Cost | 20474.1531 | 110718.7977
16 | 2034 | 0 | 1386.82 | Included in Total Operating Cost | Included in Total Operating Cost | 19883.3952 | 107564.1502
17 | 2035 | 0 | 1386.82 | Included in Total Operating Cost | Included in Total Operating Cost | 19306.5607 | 104483.854
18 | 2036 | 0 | 1386.82 | Included in Total Operating Cost | Included in Total Operating Cost | 18743.1675 | 101475.3343
19 | 2037 | 0 | 1386.82 | Included in Total Operating Cost | Included in Total Operating Cost | 18192.7532 | 98536.1223
20 | 2038 | 0 | 1386.82 | Included in Total Operating Cost | Included in Total Operating Cost | 17654.8822 | 95663.891
21 | 2039 | 0 | 1386.82 | Included in Total Operating Cost | Included in Total Operating Cost | 17129.1378 | 92856.416
22 | 2040 | 0 | 1386.82 | Included in Total Operating Cost | Included in Total Operating Cost | 16625.6376 | 90167.7247
23 | 2041 | 0 | 1386.82 | Included in Total Operating Cost | Included in Total Operating Cost | 16260.1941 | 88216.2566
24 | 2042 | 0 | 1386.82 | Included in Total Operating Cost | Included in Total Operating Cost | 15897.0502 | 86277.0681
25 | 2043 | 0 | 1386.82 | Included in Total Operating Cost | Included in Total Operating Cost | 15291.0564 | 83041.0611
26 | 2044 | 0 | 1386.82 | Included in Total Operating Cost | Included in Total Operating Cost | 14904.827 | 80978.596
27 | 2045 | 0 | 1386.82 | Included in Total Operating Cost | Included in Total Operating Cost | 14523.3814 | 78941.6764
28 | 2046 | 0 | 1386.82 | Included in Total Operating Cost | Included in Total Operating Cost | 14146.7119 | 76930.2614
29 | 2047 | 0 | 1386.82 | Included in Total Operating Cost | Included in Total Operating Cost | 13774.8259 | 74944.3902
30 | 2048 | 0 | 1386.82 | Included in Total Operating Cost | Included in Total Operating Cost | 13407.7209 | 72984.0498
31 | 2049 | 0 | 1386.82 | Included in Total Operating Cost | Included in Total Operating Cost | 13045.3974 | 71049.242
32 | 2050 | 0 | 1386.82 | Included in Total Operating Cost | Included in Total Operating Cost | 12687.8569 | 69139.9759
33 | 2051 | 0 | 1386.82 | Included in Total Operating Cost | Included in Total Operating Cost | 12558.5535 | 68449.4959
34 | 2052 | 0 | 1386.82 | Included in Total Operating Cost | Included in Total Operating Cost | 12432.7538 | 67777.7255
35 | 2053 | 0 | 1386.82 | Included in Total Operating Cost | Included in Total Operating Cost | 12305.2027 | 67096.6025
36 | 2054 | 0 | 1386.82 | Included in Total Operating Cost | Included in Total Operating Cost | 12177.653 | 66415.4868
37 | 2055 | 0 | 1386.82 | Included in Total Operating Cost | Included in Total Operating Cost | 12050.1009 | 65734.359
38 | 2056 | 0 | 1386.82 | Included in Total Operating Cost | Included in Total Operating Cost | 11922.5467 | 65053.2195
39 | 2057 | 0 | 1386.82 | Included in Total Operating Cost | Included in Total Operating Cost | 11794.9939 | 64372.0874
40 | 2058 | 0 | 1386.82 | Included in Total Operating Cost | Included in Total Operating Cost | 11667.4423 | 63690.9621
41 | 2059 | 0 | 1386.82 | Included in Total Operating Cost | Included in Total Operating Cost | 11667.4423 | 63690.9621
42 | 2060 | 0 | 1386.82 | Included in Total Operating Cost | Included in Total Operating Cost | 11667.4423 | 63690.9621
43 | 2061 | 0 | 1386.82 | Included in Total Operating Cost | Included in Total Operating Cost | 11667.4423 | 63690.9621
44 | 2062 | 0 | 1386.82 | Included in Total Operating Cost | Included in Total Operating Cost | 11667.4423 | 63690.9621
45 | 2063 | 0 | 1386.82 | Included in Total Operating Cost | Included in Total Operating Cost | 11667.4423 | 63690.9621
46 | 2064 | 0 | 1386.82 | Included in Total Operating Cost | Included in Total Operating Cost | 11667.4423 | 63690.9621
47 | 2065 | 0 | 1386.82 | Included in Total Operating Cost | Included in Total Operating Cost | 11667.4423 | 63690.9621
48 | 2066 | 0 | 1386.82 | Included in Total Operating Cost | Included in Total Operating Cost | 11667.4423 | 63690.9621
49 | 2067 | 0 | 1386.82 | Included in Total Operating Cost | Included in Total Operating Cost | 11667.4423 | 63690.9621
50 | 2068 | 0 | 1386.82 | Included in Total Operating Cost | Included in Total Operating Cost | 11667.4423 | 63690.9618
51 | 2069 | 0 | 1386.82 | Included in Total Operating Cost | Included in Total Operating Cost | 11667.4423 | 63690.9621
52 | 2070 | 0 | 1386.82 | Included in Total Operating Cost | Included in Total Operating Cost | 11667.4423 | 63690.9621
53 | 2071 | 0 | 1386.82 | Included in Total Operating Cost | Included in Total Operating Cost | 11667.4423 | 63690.9621
54 | 2072 | 0 | 1386.82 | Included in Total Operating Cost | Included in Total Operating Cost | 11667.4423 | 63690.9621
55 | 2073 | 0 | 1386.82 | Included in Total Operating Cost | Included in Total Operating Cost | 11667.4423 | 63690.9618
56 | 2074 | 0 | 1386.82 | Included in Total Operating Cost | Included in Total Operating Cost | 11667.4423 | 63690.9621
57 | 2075 | 0 | 1386.82 | Included in Total Operating Cost | Included in Total Operating Cost | 11667.4423 | 63690.9621
58 | 2076 | 0 | 1386.82 | Included in Total Operating Cost | Included in Total Operating Cost | 11667.4423 | 63690.9621
59 | 2077 | 0 | 1386.82 | Included in Total Operating Cost | Included in Total Operating Cost | 11667.4423 | 63690.9621
60 | 2078 | 0 | 1386.82 | Included in Total Operating Cost | Included in Total Operating Cost | 11667.4423 | 63690.9621
61 | 2079 | 0 | 1386.82 | Included in Total Operating Cost | Included in Total Operating Cost | 11667.4423 | 63690.9621
62 | 2080 | 0 | 1386.82 | Included in Total Operating Cost | Included in Total Operating Cost | 11667.4423 | 63690.9621
63 | 2081 | 0 | 1386.82 | Included in Total Operating Cost | Included in Total Operating Cost | 11667.4423 | 63690.9621
64 | 2082 | 0 | 1386.82 | Included in Total Operating Cost | Included in Total Operating Cost | 11667.4423 | 63690.9621
65 | 2083 | 0 | 1386.82 | Included in Total Operating Cost | Included in Total Operating Cost | 11667.4423 | 63690.9618
66 | 2084 | 0 | 1386.82 | Included in Total Operating Cost | Included in Total Operating Cost | 11667.4423 | 63690.9621
67 | 2085 | 0 | 1386.82 | Included in Total Operating Cost | Included in Total Operating Cost | 11667.4423 | 63690.9621
68 | 2086 | 0 | 1386.82 | Included in Total Operating Cost | Included in Total Operating Cost | 11667.4423 | 63690.9621
69 | 2087 | 0 | 1386.82 | Included in Total Operating Cost | Included in Total Operating Cost | 11667.4423 | 63690.9621
70 | 2088 | 0 | 1386.82 | Included in Total Operating Cost | Included in Total Operating Cost | 11667.4423 | 63690.9621
71 | 2089 | 0 | 1386.82 | Included in Total Operating Cost | Included in Total Operating Cost | 11667.4423 | 63690.9621
72 | 2090 | 0 | 1386.82 | Included in Total Operating Cost | Included in Total Operating Cost | 11667.4423 | 63690.9621
73 | 2091 | 0 | 1386.82 | Included in Total Operating Cost | Included in Total Operating Cost | 11667.4423 | 63690.9618
74 | 2092 | 0 | 1386.82 | Included in Total Operating Cost | Included in Total Operating Cost | 11667.4423 | 63690.9621
75 | 2093 | 0 | 1386.82 | Included in Total Operating Cost | Included in Total Operating Cost | 11667.4423 | 63690.9621
76 | 2094 | 0 | 1386.82 | Included in Total Operating Cost | Included in Total Operating Cost | 11667.4423 | 63690.9621
77 | 2095 | 0 | 1386.82 | Included in Total Operating Cost | Included in Total Operating Cost | 11667.4423 | 63690.9621
78 | 2096 | 0 | 1386.82 | Included in Total Operating Cost | Included in Total Operating Cost | 11667.4423 | 63690.9621
79 | 2097 | 0 | 1386.82 | Included in Total Operating Cost | Included in Total Operating Cost | 11667.4423 | 63690.9621
80 | 2098 | 0 | 1386.82 | Included in Total Operating Cost | Included in Total Operating Cost | 11667.4423 | 63690.9621
81 | 2099 | 0 | 1386.82 | Included in Total Operating Cost | Included in Total Operating Cost | 11667.4423 | 63690.9621
82 | 2100 | 0 | 1386.82 | Included in Total Operating Cost | Included in Total Operating Cost | 11667.4423 | 63690.9618
83 | 2101 | 0 | 1386.82 | Included in Total Operating Cost | Included in Total Operating Cost | 11667.4423 | 63690.9621
84 | 2102 | 0 | 1386.82 | Included in Total Operating Cost | Included in Total Operating Cost | 11667.4423 | 63690.9618
85 | 2103 | 0 | 1386.82 | Included in Total Operating Cost | Included in Total Operating Cost | 11667.4423 | 63690.9621
86 | 2104 | 0 | 1386.82 | Included in Total Operating Cost | Included in Total Operating Cost | 11667.4423 | 63690.9621
87 | 2105 | 0 | 1386.82 | Included in Total Operating Cost | Included in Total Operating Cost | 11667.4423 | 63690.9618
88 | 2106 | 0 | 1386.82 | Included in Total Operating Cost | Included in Total Operating Cost | 11667.4423 | 63690.9618
89 | 2107 | 0 | 1386.82 | Included in Total Operating Cost | Included in Total Operating Cost | 11667.4423 | 63690.9621
90 | 2108 | 0 | 1386.82 | Included in Total Operating Cost | Included in Total Operating Cost | 11667.4423 | 63690.9621
91 | 2109 | 0 | 1386.82 | Included in Total Operating Cost | Included in Total Operating Cost | 11667.4423 | 63690.9621
92 | 2110 | 0 | 1386.82 | Included in Total Operating Cost | Included in Total Operating Cost | 11667.4423 | 63690.9621
93 | 2111 | 0 | 1386.82 | Included in Total Operating Cost | Included in Total Operating Cost | 11667.4423 | 63690.9621
94 | 2112 | 0 | 1386.82 | Included in Total Operating Cost | Included in Total Operating Cost | 11667.4423 | 63690.9621
95 | 2113 | 0 | 1386.82 | Included in Total Operating Cost | Included in Total Operating Cost | 11667.4423 | 63690.9621
96 | 2114 | 0 | 1386.82 | Included in Total Operating Cost | Included in Total Operating Cost | 11667.4423 | 63690.9618
97 | 2115 | 0 | 1386.82 | Included in Total Operating Cost | Included in Total Operating Cost | 11667.4423 | 63690.9621
98 | 2116 | 0 | 1386.82 | Included in Total Operating Cost | Included in Total Operating Cost | 11667.4423 | 63690.9621
99 | 2117 | 0 | 1386.82 | Included in Total Operating Cost | Included in Total Operating Cost | 11667.4423 | 63690.9621
100 | 2118 | 0 | 1386.82 | Included in Total Operating Cost | Included in Total Operating Cost | 11667.4423 | 63690.9621
Total |  | 138682 | 131747.9 | 0 | 0 | 1389022.5082 | 7687810.094
Notes:
1 Capital replacement is estimated at 1% of the total capital cost and includes estimated costs associated with closure of each of the four individual cells comprising the sludge disposal facility (approximately 347,256 cubic yards per cell). Closure includes grading, three foot of earthen cover, and revegetation costs. Initial capital cost for construction of sludge disposal facility (by RS Means) shown in Year 6.
2 Routine Maintenance and Operation and Maintanance Labor is included in the Total Operating Cost calculation. Costs based on RS Means estimate of $5.34 per/cy for loading, hauling, and placing of sludge at the sludge disposal facility.
Cost estimate backup details are included in Attachment B to the Chino Water Treatment Cost Basis Document.
Costs do not include indirect costs
185746

## STS Cash Flow
Inputs
Date: | 2019-03-12 | [8 empty] | New Cost | 7585046.5088
Project No.: | 113-01153 | [8 empty] | Replacement O&M Percentage | 1%
Subject: | STS Direct Cost Cash Flow by Year in Current Cost Dollars | [8 empty] | Routine Maintenance Percentage | 1.5%
Project Short Title: | Chino Mine Closure Closeout Plan | [8 empty] | Avg ($/kWh) Year 1 through 6 | 0.044381
[10 empty] | Avg ($/kWh) Year 7 through 100 | 0.044731
Year | Capital | Labor | Replacement O&M | Routine Maintenance | Reagents |  |  |  | Analytical | Power | Total Annual Cost
[5 empty] | Lime (CaO) | Flocculent | Acid (35% HCl) | Membrane Chemicals
1 | 0 | 0 | 0 | 0 | 0 | 0 | 0 | 0 | 12896 | 0 | 12896
2 | 0 | 0 | 0 | 0 | 0 | 0 | 0 | 0 | 12896 | 0 | 12896
3 | 0 | 0 | 0 | 0 | 0 | 0 | 0 | 0 | 12896 | 0 | 12896
4 | 0 | 0 | 0 | 0 | 0 | 0 | 0 | 0 | 12896 | 0 | 12896
5 | 7585046.5088 | 0 | 0 | 0 | 0 | 0 | 0 | 0 | 12896 | 0 | 7597942.5088
6 | 0 | 923299.52 | 75850.4651 | 113775.6976 | 1373365.3523 | 92947.0168 | 8577.1013 | 154231.2246 | 46748 | 89148.2161 | 2877942.5939
7 | 0 | 923299.52 | 75850.4651 | 113775.6976 | 1242758.5548 | 82605.938 | 7896.1654 | 143248.5297 | 46748 | 83048.3328 | 2719231.2034
8 | 0 | 923299.52 | 75850.4651 | 113775.6976 | 1259624.9911 | 81840.7458 | 7628.639 | 138019.4073 | 46748 | 80262.4318 | 2727049.8976
9 | 0 | 923299.52 | 75850.4651 | 113775.6976 | 1274945.1953 | 80985.0745 | 7370.6643 | 132977.7787 | 46748 | 77563.5471 | 2733515.9427
10 | 0 | 923299.52 | 75850.4651 | 113775.6976 | 1289928.4955 | 80131.8566 | 7121.6721 | 128165.0611 | 46748 | 74983.2292 | 2740003.9972
11 | 0 | 923299.52 | 75850.4651 | 113775.6976 | 1182094.8617 | 78385.6306 | 6897.6433 | 123055.4233 | 43524 | 72151.9669 | 2619035.2085
12 | 0 | 923299.52 | 75850.4651 | 113775.6976 | 1086255.7881 | 77342.2503 | 6712.1384 | 118554.9014 | 43524 | 69712.2264 | 2515026.9873
13 | 0 | 923299.52 | 75850.4651 | 113775.6976 | 910905.9023 | 70254.9645 | 6276.6562 | 110777.1176 | 26598 | 64918.9538 | 2302657.2771
14 | 0 | 923299.52 | 75850.4651 | 113775.6976 | 818044.0491 | 68757.9293 | 6085.5765 | 106396.3196 | 26598 | 62491.5552 | 2201299.1124
15 | 0 | 923299.52 | 75850.4651 | 113775.6976 | 721701.2223 | 66999.6757 | 5437.9602 | 92264.6923 | 26598 | 54996.5079 | 2080923.7411
16 | 0 | 445274.96 | 75850.4651 | 113775.6976 | 704173.4742 | 66287.11 | 5286.4491 | 89166.6947 | 26598 | 53317.6962 | 1579730.547
17 | 0 | 445274.96 | 75850.4651 | 113775.6976 | 686800.586 | 65579.9516 | 5141.3305 | 86206.2345 | 26598 | 51710.5528 | 1556937.7781
18 | 0 | 445274.96 | 75850.4651 | 113775.6976 | 669587.5537 | 64878.0313 | 5002.2847 | 83376.4931 | 26598 | 50171.5354 | 1534515.0208
19 | 0 | 445274.96 | 75850.4651 | 113775.6976 | 652538.6859 | 64181.1549 | 4869.0081 | 80670.9733 | 26598 | 48697.2651 | 1512456.21
20 | 0 | 445274.96 | 75850.4651 | 113775.6976 | 635658.442 | 63489.1636 | 4741.2123 | 78083.5177 | 26598 | 47284.5426 | 1490756.001
21 | 0 | 445274.96 | 75850.4651 | 113775.6976 | 618950.8015 | 62801.8883 | 4618.6232 | 75608.2664 | 26598 | 45930.321 | 1469409.0231
22 | 0 | 445274.96 | 75850.4651 | 113775.6976 | 602371.6696 | 62111.1045 | 4509.1953 | 73407.7738 | 26598 | 44717.7088 | 1448616.5747
23 | 0 | 445274.96 | 75850.4651 | 113775.6976 | 587691.6642 | 61498.2397 | 4485.5337 | 73055.6736 | 26598 | 44468.8342 | 1432699.0681
24 | 0 | 445274.96 | 75850.4651 | 113775.6976 | 573047.1114 | 60874.1194 | 4461.8722 | 72697.1069 | 26598 | 44215.3888 | 1416794.7214
25 | 0 | 445274.96 | 75850.4651 | 113775.6976 | 555717.2569 | 60155.7292 | 4275.1327 | 68854.9267 | 26598 | 42151.3552 | 1392653.5234
26 | 0 | 445274.96 | 75850.4651 | 113775.6976 | 540170.5265 | 59522.5956 | 4251.4711 | 68491.1817 | 26598 | 41894.2497 | 1375829.1474
27 | 0 | 445274.96 | 75850.4651 | 113775.6976 | 524869.2094 | 58891.3916 | 4227.8095 | 68128.5454 | 26598 | 41637.9277 | 1359254.0064
28 | 0 | 445274.96 | 75850.4651 | 113775.6976 | 509810.5719 | 58261.927 | 4204.148 | 67766.9084 | 26598 | 41382.3122 | 1342924.9902
29 | 0 | 445274.96 | 75850.4651 | 113775.6976 | 494995.3751 | 57634.3898 | 4180.4864 | 67406.3786 | 26598 | 41127.4792 | 1326843.2319
30 | 0 | 445274.96 | 75850.4651 | 113775.6976 | 480422.0655 | 57008.717 | 4156.8248 | 67046.9201 | 26598 | 40873.4035 | 1311007.0537
31 | 0 | 445274.96 | 75850.4651 | 113775.6976 | 466089.6908 | 56384.9107 | 4133.1632 | 66688.5338 | 26598 | 40620.0856 | 1295415.5068
32 | 0 | 445274.96 | 75850.4651 | 113775.6976 | 451997.7061 | 55763.0239 | 4109.5017 | 66331.2503 | 26598 | 40367.5472 | 1280068.1519
33 | 0 | 445274.96 | 75850.4651 | 113775.6976 | 447028.6388 | 55712.3694 | 4109.9885 | 66302.1486 | 18135 | 40346.9772 | 1266536.2452
34 | 0 | 445274.96 | 75850.4651 | 113775.6976 | 442269.2222 | 55672.0905 | 4109.9885 | 66279.0077 | 18135 | 40330.6206 | 1261697.0523
35 | 0 | 445274.96 | 75850.4651 | 113775.6976 | 437387.485 | 55622.304 | 4109.9885 | 66250.4046 | 18135 | 40310.4031 | 1256716.708
36 | 0 | 445274.96 | 75850.4651 | 113775.6976 | 432513.2137 | 55572.57 | 4109.9885 | 66221.8317 | 18135 | 40290.2069 | 1251743.9335
37 | 0 | 445274.96 | 75850.4651 | 113775.6976 | 427645.5497 | 55522.782 | 4109.9885 | 66193.2277 | 18135 | 40269.9888 | 1246777.6594
38 | 0 | 445274.96 | 75850.4651 | 113775.6976 | 422784.5195 | 55472.9413 | 4109.9885 | 66164.5935 | 18135 | 40249.7493 | 1241817.9148
39 | 0 | 445274.96 | 75850.4651 | 113775.6976 | 417930.958 | 55423.153 | 4109.9885 | 66135.9893 | 18135 | 40229.531 | 1236865.7426
40 | 0 | 445274.96 | 75850.4651 | 113775.6976 | 413084.8436 | 55373.4155 | 4109.9885 | 66107.4144 | 18135 | 40209.3334 | 1231921.1181
41 | 0 | 445274.96 | 75850.4651 | 113775.6976 | 413084.8436 | 55373.4155 | 4109.9885 | 66107.4144 | 18135 | 40209.3334 | 1231921.1181
42 | 0 | 445274.96 | 75850.4651 | 113775.6976 | 413084.8436 | 55373.4155 | 4109.9885 | 66107.4144 | 18135 | 40209.3334 | 1231921.1181
43 | 0 | 445274.96 | 75850.4651 | 113775.6976 | 413084.8436 | 55373.4155 | 4109.9885 | 66107.4144 | 18135 | 40209.3334 | 1231921.1181
44 | 0 | 445274.96 | 75850.4651 | 113775.6976 | 413084.8436 | 55373.4155 | 4109.9885 | 66107.4144 | 18135 | 40209.3334 | 1231921.1181
45 | 0 | 445274.96 | 75850.4651 | 113775.6976 | 413084.8436 | 55373.4155 | 4109.9885 | 66107.4144 | 18135 | 40209.3334 | 1231921.1181
46 | 0 | 445274.96 | 75850.4651 | 113775.6976 | 413084.8436 | 55373.4155 | 4109.9885 | 66107.4144 | 18135 | 40209.3334 | 1231921.1181
47 | 0 | 445274.96 | 75850.4651 | 113775.6976 | 413084.8436 | 55373.4155 | 4109.9885 | 66107.4144 | 18135 | 40209.3334 | 1231921.1181
48 | 0 | 445274.96 | 75850.4651 | 113775.6976 | 413084.8436 | 55373.4155 | 4109.9885 | 66107.4144 | 18135 | 40209.3334 | 1231921.1181
49 | 0 | 445274.96 | 75850.4651 | 113775.6976 | 413084.8436 | 55373.4155 | 4109.9885 | 66107.4144 | 18135 | 40209.3334 | 1231921.1181
50 | 0 | 445274.96 | 75850.4651 | 113775.6976 | 413084.8397 | 55373.4152 | 4109.9885 | 66107.4142 | 18135 | 40209.3333 | 1231921.1137
51 | 0 | 445274.96 | 75850.4651 | 113775.6976 | 413084.8436 | 55373.4155 | 4109.9885 | 66107.4144 | 18135 | 40209.3334 | 1231921.1181
52 | 0 | 445274.96 | 75850.4651 | 113775.6976 | 413084.8436 | 55373.4155 | 4109.9885 | 66107.4144 | 18135 | 40209.3334 | 1231921.1181
53 | 0 | 445274.96 | 75850.4651 | 113775.6976 | 413084.8436 | 55373.4155 | 4109.9885 | 66107.4144 | 18135 | 40209.3334 | 1231921.1181
54 | 0 | 445274.96 | 75850.4651 | 113775.6976 | 413084.8436 | 55373.4155 | 4109.9885 | 66107.4144 | 18135 | 40209.3334 | 1231921.1181
55 | 0 | 445274.96 | 75850.4651 | 113775.6976 | 413084.8397 | 55373.4152 | 4109.9885 | 66107.4142 | 18135 | 40209.3333 | 1231921.1137
56 | 0 | 445274.96 | 75850.4651 | 113775.6976 | 413084.8436 | 55373.4155 | 4109.9885 | 66107.4144 | 18135 | 40209.3334 | 1231921.1181
57 | 0 | 445274.96 | 75850.4651 | 113775.6976 | 413084.8436 | 55373.4155 | 4109.9885 | 66107.4144 | 18135 | 40209.3334 | 1231921.1181
58 | 0 | 445274.96 | 75850.4651 | 113775.6976 | 413084.8436 | 55373.4155 | 4109.9885 | 66107.4144 | 18135 | 40209.3334 | 1231921.1181
59 | 0 | 445274.96 | 75850.4651 | 113775.6976 | 413084.8436 | 55373.4155 | 4109.9885 | 66107.4144 | 18135 | 40209.3334 | 1231921.1181
60 | 0 | 445274.96 | 75850.4651 | 113775.6976 | 413084.8436 | 55373.4155 | 4109.9885 | 66107.4144 | 18135 | 40209.3334 | 1231921.1181
61 | 0 | 445274.96 | 75850.4651 | 113775.6976 | 413084.8436 | 55373.4155 | 4109.9885 | 66107.4144 | 18135 | 40209.3334 | 1231921.1181
62 | 0 | 445274.96 | 75850.4651 | 113775.6976 | 413084.8436 | 55373.4155 | 4109.9885 | 66107.4144 | 18135 | 40209.3334 | 1231921.1181
63 | 0 | 445274.96 | 75850.4651 | 113775.6976 | 413084.8436 | 55373.4155 | 4109.9885 | 66107.4144 | 18135 | 40209.3334 | 1231921.1181
64 | 0 | 445274.96 | 75850.4651 | 113775.6976 | 413084.8436 | 55373.4155 | 4109.9885 | 66107.4144 | 18135 | 40209.3334 | 1231921.1181
65 | 0 | 445274.96 | 75850.4651 | 113775.6976 | 413084.8397 | 55373.4152 | 4109.9885 | 66107.4142 | 18135 | 40209.3333 | 1231921.1137
66 | 0 | 445274.96 | 75850.4651 | 113775.6976 | 413084.8436 | 55373.4155 | 4109.9885 | 66107.4144 | 18135 | 40209.3334 | 1231921.1181
67 | 0 | 445274.96 | 75850.4651 | 113775.6976 | 413084.8436 | 55373.4155 | 4109.9885 | 66107.4144 | 18135 | 40209.3334 | 1231921.1181
68 | 0 | 445274.96 | 75850.4651 | 113775.6976 | 413084.8436 | 55373.4155 | 4109.9885 | 66107.4144 | 18135 | 40209.3334 | 1231921.1181
69 | 0 | 445274.96 | 75850.4651 | 113775.6976 | 413084.8436 | 55373.4155 | 4109.9885 | 66107.4144 | 18135 | 40209.3334 | 1231921.1181
70 | 0 | 445274.96 | 75850.4651 | 113775.6976 | 413084.8436 | 55373.4155 | 4109.9885 | 66107.4144 | 18135 | 40209.3334 | 1231921.1181
71 | 0 | 445274.96 | 75850.4651 | 113775.6976 | 413084.8436 | 55373.4155 | 4109.9885 | 66107.4144 | 18135 | 40209.3334 | 1231921.1181
72 | 0 | 445274.96 | 75850.4651 | 113775.6976 | 413084.8436 | 55373.4155 | 4109.9885 | 66107.4144 | 18135 | 40209.3334 | 1231921.1181
73 | 0 | 445274.96 | 75850.4651 | 113775.6976 | 413084.8397 | 55373.4152 | 4109.9885 | 66107.4142 | 18135 | 40209.3333 | 1231921.1137
74 | 0 | 445274.96 | 75850.4651 | 113775.6976 | 413084.8436 | 55373.4155 | 4109.9885 | 66107.4144 | 18135 | 40209.3334 | 1231921.1181
75 | 0 | 445274.96 | 75850.4651 | 113775.6976 | 413084.8436 | 55373.4155 | 4109.9885 | 66107.4144 | 18135 | 40209.3334 | 1231921.1181
76 | 0 | 445274.96 | 75850.4651 | 113775.6976 | 413084.8436 | 55373.4155 | 4109.9885 | 66107.4144 | 18135 | 40209.3334 | 1231921.1181
77 | 0 | 445274.96 | 75850.4651 | 113775.6976 | 413084.8436 | 55373.4155 | 4109.9885 | 66107.4144 | 18135 | 40209.3334 | 1231921.1181
78 | 0 | 445274.96 | 75850.4651 | 113775.6976 | 413084.8436 | 55373.4155 | 4109.9885 | 66107.4144 | 18135 | 40209.3334 | 1231921.1181
79 | 0 | 445274.96 | 75850.4651 | 113775.6976 | 413084.8436 | 55373.4155 | 4109.9885 | 66107.4144 | 18135 | 40209.3334 | 1231921.1181
80 | 0 | 445274.96 | 75850.4651 | 113775.6976 | 413084.8436 | 55373.4155 | 4109.9885 | 66107.4144 | 18135 | 40209.3334 | 1231921.1181
81 | 0 | 445274.96 | 75850.4651 | 113775.6976 | 413084.8436 | 55373.4155 | 4109.9885 | 66107.4144 | 18135 | 40209.3334 | 1231921.1181
82 | 0 | 445274.96 | 75850.4651 | 113775.6976 | 413084.8397 | 55373.4152 | 4109.9885 | 66107.4142 | 18135 | 40209.3333 | 1231921.1137
83 | 0 | 445274.96 | 75850.4651 | 113775.6976 | 413084.8436 | 55373.4155 | 4109.9885 | 66107.4144 | 18135 | 40209.3334 | 1231921.1181
84 | 0 | 445274.96 | 75850.4651 | 113775.6976 | 413084.8397 | 55373.4152 | 4109.9885 | 66107.4142 | 18135 | 40209.3333 | 1231921.1137
85 | 0 | 445274.96 | 75850.4651 | 113775.6976 | 413084.8436 | 55373.4155 | 4109.9885 | 66107.4144 | 18135 | 40209.3334 | 1231921.1181
86 | 0 | 445274.96 | 75850.4651 | 113775.6976 | 413084.8436 | 55373.4155 | 4109.9885 | 66107.4144 | 18135 | 40209.3334 | 1231921.1181
87 | 0 | 445274.96 | 75850.4651 | 113775.6976 | 413084.8397 | 55373.4152 | 4109.9885 | 66107.4142 | 18135 | 40209.3333 | 1231921.1137
88 | 0 | 445274.96 | 75850.4651 | 113775.6976 | 413084.8397 | 55373.4152 | 4109.9885 | 66107.4142 | 18135 | 40209.3333 | 1231921.1137
89 | 0 | 445274.96 | 75850.4651 | 113775.6976 | 413084.8436 | 55373.4155 | 4109.9885 | 66107.4144 | 18135 | 40209.3334 | 1231921.1181
90 | 0 | 445274.96 | 75850.4651 | 113775.6976 | 413084.8436 | 55373.4155 | 4109.9885 | 66107.4144 | 18135 | 40209.3334 | 1231921.1181
91 | 0 | 445274.96 | 75850.4651 | 113775.6976 | 413084.8436 | 55373.4155 | 4109.9885 | 66107.4144 | 18135 | 40209.3334 | 1231921.1181
92 | 0 | 445274.96 | 75850.4651 | 113775.6976 | 413084.8436 | 55373.4155 | 4109.9885 | 66107.4144 | 18135 | 40209.3334 | 1231921.1181
93 | 0 | 445274.96 | 75850.4651 | 113775.6976 | 413084.8436 | 55373.4155 | 4109.9885 | 66107.4144 | 18135 | 40209.3334 | 1231921.1181
94 | 0 | 445274.96 | 75850.4651 | 113775.6976 | 413084.8436 | 55373.4155 | 4109.9885 | 66107.4144 | 18135 | 40209.3334 | 1231921.1181
95 | 0 | 445274.96 | 75850.4651 | 113775.6976 | 413084.8436 | 55373.4155 | 4109.9885 | 66107.4144 | 18135 | 40209.3334 | 1231921.1181
96 | 0 | 445274.96 | 75850.4651 | 113775.6976 | 413084.8397 | 55373.4152 | 4109.9885 | 66107.4142 | 18135 | 40209.3333 | 1231921.1137
97 | 0 | 445274.96 | 75850.4651 | 113775.6976 | 413084.8436 | 55373.4155 | 4109.9885 | 66107.4144 | 18135 | 40209.3334 | 1231921.1181
98 | 0 | 445274.96 | 75850.4651 | 113775.6976 | 413084.8436 | 55373.4155 | 4109.9885 | 66107.4144 | 18135 | 40209.3334 | 1231921.1181
99 | 0 | 445274.96 | 75850.4651 | 113775.6976 | 413084.8436 | 55373.4155 | 4109.9885 | 66107.4144 | 18135 | 40209.3334 | 1231921.1181
100 | 0 | 445274.96 | 75850.4651 | 113775.6976 | 413084.8436 | 55373.4155 | 4109.9885 | 66107.4144 | 18135 | 40209.3334 | 1231921.1181
Total | 7585046.5088 | 47081366.8 | 7205794.1833 | 10808691.275 | 49140251.8136 | 5582351.0827 | 426137.4819 | 6996777.3132 | 2150408 | 4224641.9877 | 141201466.4462
1 Replacement O&M and routine maintenance are estimated as a percentage of total direct capital cost. Capital replacement includes cell closure costs.
Costs do not include indirect costs
Cost estimate backup details are included in Attachment B to the Chino Water Treatment Cost Basis Document.

## STS Capital Cost
Date: |  | 2019-03-12
Project No.: |  | 113-01153
Subject: |  | STS Capital Cost Estimate Details
Project Short Title: |  | Chino Mine Closure Closeout Plan
Item |  | Description |  |  | Qty | UOM | Unit $ | Extended
Equipment Cost
Membrane System, UF and RO systems | a | 1,700 gpm, UF is 2 50% units and RO is 3 33% units for flexibility |  |  | 1 | each | 1876145 | 1876145
Reaction Tank | a | Four 30,000 gallon tanks for flexibility, appx 120 min reaction time, baffles, ladder, platform, mixer mount and mixer |  |  | 4 | each | 188490 | 753960
Floc Tank | a | 5,000 gallon tank and mixer |  |  | 1 | each | 20334.4521 | 20334.4521
Sludge Densification Tank | a | 2 tanks at 600 gal, with internal baffles, mixer mount and mixer, legs for gravity overflow to reaction tank |  |  | 2 | each | 108075.7349 | 216151.4698
Thickener/Clarifier | a | 70' diameter, with feedwell, bridge, ladder, platform |  |  | 1 | each | 331660 | 331660
Sludge Pump | a | 42 gpm |  |  | 2 | each | 5470.3422 | 10940.6844
Underflow Pump | a | 3 Recycles 249 gpm |  |  | 2 | each | 19014.2647 | 38028.5293
Polymer system | a | 10 mg/L - 0.67 gph |  |  | 1 | each | 15997.9822 | 15997.9822
Lime Silo and Slaker System | a | 36,780 lb/day - 39 gpm, 10% slurry |  |  | 1 | each | 1014550 | 1014550
pH control system (acid addition) | a | 6.65 mg/L - 1.46 gph, 0.35 concentration |  |  | 2 | each | 16266.7797 | 32533.5594
Effluent Neutralization Tank | a | 28,000 gallon tank with mixer |  |  | 1 | each | 188490 | 188490
Sludge Holding Tank | a | 13,000 gal |  |  | 1 | each | 38093.123 | 38093.123
Filter Press System | a | 2 - 100 ft3 including platform and conveyor |  |  | 2 | each | 275208.2875 | 550416.575
Filtrate Tank | a | 4,000 gal |  |  | 1 | each | 11406.126 | 11406.126
Filtrate Pump | a | 13 gpm |  |  | 2 | each | 5731.3708 | 11462.7417
Process Water Tank | a | 3,000 gal |  |  | 1 | each | 9325.6916 | 9325.6916
Process Water Return Pump | a | 39.67 gpm |  |  | 2 | each | 12514.7363 | 25029.4726
Air Compressor | b | For diaphragm pumps, includes air receiver |  |  | 2 | each | 15000 | 30000
Electrical Equipment | b |  |  |  | 1 | ls | 100000 | 100000
Valves and Piping | b |  |  |  | 1 | ls | 156000 | 156000
Instrumentation | b |  |  |  | 1 | ls | 50000 | 50000
Control System | b |  |  |  | 1 | ls | 50000 | 50000
Freight | b |  |  |  | 1 | ls | 100000 | 100000
Total Direct Equipment | [7 empty] | 5630525.4072
Installation Cost
Equipment Placement |  | Materials/equipment |  |  | 1 | ls | 50000 | 50000
| c | Crew size | 6 | men
| c | Duration | 35 | days
|  | Labor subtotal (Group II Laborers) |  |  | 1680 | hrs | 23.84 | 40051.2
Tank Erection (Clarifier Tank) |  | Materials/equipment |  |  | 1 | ls | 75000 | 75000
| c | Crew size | 8 | men
| c | Duration | 28 | days
|  | Ironworker |  |  | 1792 | hrs | 48.66 | 87198.72
Process Mechanical |  | Materials/equipment |  |  | 1 | ls | 30000 | 30000
| c | Crew size | 6 | men
| c | Duration | 32 | days
|  | Labor subtotal (Plumber/Pipefitter) |  |  | 1536 | hrs | 45.45 | 69811.2
Process Electrical |  | Materials/equipment |  |  | 1 | ls | 200000 | 200000
| c | Crew size | 4 | men
| c | Duration | 45 | days
|  | Labor subtotal [Electrician (Lineman/Tech)] |  |  | 1440 | hrs | 54.054 | 77837.76
Process Controls |  | Materials/equipment |  |  | 1 | ls | 5000 | 5000
| c | Crew size | 4 | men
| c | Duration | 20 | days
|  | Labor subtotal [Electrician (Lineman/Tech)] |  |  | 640 | hrs | 54.054 | 34594.56
Per Diem (Facility Electrical, Plumber) | c | Per Day |  |  | 284 | days | 50 | 14200
Structural Steel | b |  |  |  | 1 | ls | 50000 | 50000
Total Installation Cost | [7 empty] | 733693.44
Facility Cost
Site Work | b | 2 x pad area | 20800 | ft2 | 0.4775 | acre | 100000 | 47750.2296
Foundations | b | Pad area | 10400 | ft2
|  | Average thickness | 1 | ft
|  | Foundation wall width | 1 | ft
|  | Foundation wall depth | 3 | ft
|  | Footer width | 3 | ft
|  | Footer depth | 1 | ft
|  | Additional allowance | 10 | %
|  | Total concrete |  |  | 486.0251 | cy | 600 | 291615.032
Building Envelope | b | Building area | 5000 | ft2 | 5000 | ft2 | 100 | 500000
Building Electrical | b | Materials/equipment |  |  | 1 | ls | 40000 | 40000
| c | Crew size | 4 | men
| c | Duration | 15 | days
Electrical Lineman (outside) |  | Labor subtotal |  |  | 480 | hrs | 55.13 | 26462.4
Building Plumbing | b |  |  |  | 1 | ls | 75000 | 75000
Building HVAC | b |  |  |  | 1 | ls | 115000 | 115000
Freight (building) | d |  |  |  | 1 | ls | 25000 | 25000
Commissioning | b |  |  |  | 1 | ls | 100000 | 100000
Total Facility Cost | [7 empty] | 1220827.6616
Total Capital Cost
Total Direct Cost | [7 empty] | 7585046.5088
Indirect Costs |  |  |  |  | 22.5 | % | 7585046.5088 | 1706635.4645
Total Capital Cost | [7 empty] | 9291681.9733
Notes:
a = Cost based on quote from vendor.
b = Cost based on experience with detailed design and construction of similar treatment systems.
c = Hours based on experience with detailed design and construction of similar treatment systems, labor rates based on 2019 New Mexico rates. Per diem based on 2019 New Mexico Subsisistence, Zone and Incentive Pay Rates (per diem applies Plumber/Pipefitter and Electrical Lineman (outside)
d = Lump sum costs for freight have been included for the major process equipment and the building. Freight on materials is not included.
Costs do not include indirect costs

## STS Equipment List Input
Date: | 2019-03-12
Project No.: | 113-01153
Subject: | STS Equipment List
Project Short Title: | Chino Mine Closure Closeout Plan
[12 empty] | 2019-03-01 | 2019
[12 empty] | Inflation | 2.43%
Equipment Name | Description | Power, hp | Footprint | Quantity | Cost | Manufacturer/Vendor/ Quote Tab Number | Base Year | Size Costed | Base Cost | Size Needed | Unit | New Cost / Base Year | # Years | New Cost / New Year | Notes
Spray evaporators | Including disconnects | 216 |  | 8 | 0 | SMI quote from Amulsar` - yellow highlighted rows are in process by other groups | 2012 | 45 | 32650 | 45 | gpm | 32650 | 7 | 40155.3817
Weather control and automation package |  | 2 |  | 1 | 0 | SMI quote from Amulsar` | 2012 | 45 | 27500 | 45 | gpm | 27500 | 7 | 33821.5313
SDF |  |  |  | 1 | 0 | Scaled from previous CCP | 2007 | 4013117 | 1524000 | 0 | tons | 0 | 12 | 0
Water conveyance |  |  |  | 1 | 846707.4933 | Scaled from previous CCP | 2007 | 6391 | 1388217 | 1900 | gpm | 593863.6002 | 12 | 846707.4933
Membrane System, UF and RO systems | 1,700 gpm, UF is 2 50% units and RO is 3 33% units for flexibility | 250 | 784 | 1 | 1876145 | WesTech Quote (Tab 1) | 2018 | 1700 | 1821500 | 1700 | gpm | 1821500 | 1 | 1876145 | UF $826,5000, RO $995,000
Reaction Tank | Four 30,000 gallon tanks for flexibility, appx 120 min reaction time, baffles, ladder, platform, mixer mount and mixer | 0 | 615.7522 | 4 | 753960 | WesTech Quote (Tab 1) | 2018 | 32000 | 183000 | 32000 | gal | 183000 | 1 | 188490 | Quote is for 2 - 32,000 gallon tanks, need 4 for a total reaction time of 120 min
Floc Tank | 5,000 gallon tank and mixer | 0 | 95.0332 | 1 | 20334.4521 | Tank Equipment 2017 (Tab 2) by adding $7k (based on previous engineering experience) to Floc Tank quote | 2017 | 5000 | 12569 | 5000 | gal | 12569 | 2 | 13334.4521
Sludge Densification Tank | 2 tanks at 600 gal, with internal baffles, mixer mount and mixer, legs for gravity overflow to reaction tank | 0 | 76.969 | 2 | 216151.4698 | WesTech Quote (Tab 1) | 2018 | 500 | 79000 | 750 | gal | 104927.898 | 1 | 108075.7349
Thickener/Clarifier | 70' diameter, with feedwell, bridge, ladder, platform | 2 | 3739.2807 | 1 | 331660 | WesTech Quote (Tab 1) | 2018 | 70 | 322000 | 70 | ft | 322000 | 1 | 331660
Sludge Pump | 42 gpm | 0 | 16 | 2 | 10940.6844 | Denver Industrial Pumps (Tab 3) | 2016 | 300 | 19825 | 42 | gpm | 5006.138 | 3 | 5470.3422
Underflow Pump | 3 Recycles 249 gpm | 0 | 16 | 2 | 38028.5293 | Denver Industrial Pumps (Tab 3) | 2016 | 300 | 19825 | 249 | gpm | 17400.7457 | 3 | 19014.2647
Polymer system | 10 mg/L - 0.67 gph | 0.3 | 16 | 1 | 15997.9822 | Fluid Dynamics 2014 Quote (Tab 4) | 2014 | 1 | 13800 | 1 | gpm | 13800 | 5 | 15997.9822
Lime Silo and Slaker System | 36,780 lb/day - 39 gpm, 10% slurry | 10 | 113.0973 | 1 | 1014550 | Louisville Dryer Company Quote (Tab 5) | 2018 | 1000 | 985000 | 1000 | lb/hr | 985000 | 1 | 1014550
pH control system (acid addition) | 6.65 mg/L - 1.46 gph, 0.35 concentration | 0.3 | 12 | 2 | 32533.5594 | Prominent Quote 2017 (Tab 6) | 2017 | 1 | 15333 | 1 |  | 15333 | 2 | 16266.7797
Effluent Neutralization Tank | 28,000 gallon tank with mixer | 0 | 201.0619 | 1 | 188490 | WesTech Quote (Tab 1) | 2018 | 32000 | 183000 | 32000 | gal | 183000 | 1 | 188490 | Quote is for 2 - 32,000 gallon tanks, need 1
Sludge Holding Tank | 13,000 gal | 0 | 113.0973 | 1 | 38093.123 | Tank Equipment 2018 (Tab 7) | 2018 | 20000 | 50000 | 13000 | gal | 36983.6145 | 1 | 38093.123
Filter Press System | 2 - 100 ft3 including platform and conveyor | 15 | 476 | 2 | 550416.575 | WesTech Quote (Tab 1) | 2018 | 200 | 350000 | 136 | ft3 | 267192.5122 | 1 | 275208.2875 | Need 2 for max, 1 for avg conditions
Filtrate Tank | 4,000 gal | 0 | 63.6173 | 1 | 11406.126 | Tank Equipment 2017 (Tab 2) | 2017 | 5000 | 12569 | 4000 | gal | 10751.3677 | 2 | 11406.126
Filtrate Pump | 13 gpm | 0.5 | 16 | 2 | 11462.7417 | Denver Industrial Pumps (Tab 3) | 2016 | 20 | 7091 | 13 | gpm | 5245.0162 | 3 | 5731.3708
Process Water Tank | 3,000 gal | 0 | 28.2743 | 1 | 9325.6916 | Tank Equipment 2017 (Tab 2) | 2017 | 5000 | 12569 | 3000 | gal | 8790.3588 | 2 | 9325.6916
Process Water Return Pump | 39.67 gpm | 1 | 16 | 2 | 25029.4726 | Denver Industrial Pumps (Tab 3) | 2016 | 20 | 7091 | 39.67 | gpm | 11452.7565 | 3 | 12514.7363
Air Compressor | For diaphragm pumps, includes air receiver | 15 | 16 | 2 | 30000 | Estimation based on previous experience | NA | NA | NA | NA | NA | NA | NA | 15000
Electrical Equipment |  | 0 | NA | 1 | 100000 | Estimation based on previous experience | NA | NA | NA | NA | NA | NA | NA | 100000
Valves and Piping |  | 0 | NA | 1 | 156000 | Estimation based on previous experience | NA | NA | NA | NA | NA | NA | NA | 156000
Instrumentation |  | 0 | NA | 1 | 50000 | Estimation based on previous experience | NA | NA | NA | NA | NA | NA | NA | 50000
Control System |  | 5 | NA | 1 | 50000 | Estimation based on previous experience | NA | NA | NA | NA | NA | NA | NA | 50000
Freight |  | 0 | NA | 1 | 100000 | Estimation based on previous experience | NA | NA | NA | NA | NA | NA | NA | 100000
Total Process Equip |  | 300 | 2674.9025 | 1 | 5630525.4072
STS Total |  | 223.71 | Thickner outside
Assume building load allowance is covered under safety factor of max hp listed for equipment
NOTE - Quotes are available in referenced lettered tabs (Column F) in a separate PDF.

## STS Calculation Summary
Date: | 2019-03-12
Project No.: | 113-01153
Subject: | Yearly Summary for STS
Project Short Title: | Chino Mine Closure Closeout Plan
Year | STS Flow Balance | [10 empty] | STS Sulfate Concentration Balance | [6 empty] | STS Sludge | [15 empty] | STS Power Calculations
| NMA Flow to HDS, gpm | SMA Flow to RO, gpm | HDS Feed (Brine Recycle, NMA, Sludge Recycle), gpm | Sludge Recycle, gpm | HDS to RO, gpm | HDS to RO Bypass, gpm | RO Membrane (SMA + HDS -Bypass) Feed Flow, gpm | Permeate, gpm | Brine Flow, gpm | Brine Flow (for calculation), gpm | Effluent (Perm + RO Bypass) Flow, gpm | NMA Sulfate, mg/L | SMA Sulfate, mg/L | HDS Feed Sulfate, mg/L | HDS Effluent Sulfate, mg/L | Membrane Feed Sulfate, mg/L | Brine Sulfate, mg/L | Effluent Sulfate, mg/L | Sludge Dry Solids, lb/day | Sludge Dry Solids (for calculation), lb/day | Final Sludge @ 50% Moisture, lb/day | Final Sludge @ 50% Moisture, cy/year | Lime (CaO) Consumption, lb/day | Lime (CaO) Consumption, ton/year | Flocculent (Anionic Polymer) Consumption, lb/day | Flocculent (Anionic Polymer) Consumption, ton/year | Acid (35% HCl) Consumption, lb/day | Acid (35%HCl) Consumption, ton/year | Antiscalant, lb/year | Biocide, lb/year | MF High pH Cleaning Chem, lb/year | MF Low pH Cleaning Chem, lb/year | RO High pH Cleaning Chem, lb/year | RO Low pH Cleaning Chem, lb/year | Membrane Power (kwh/yr) | HDS Power (kwh/yr) | Total Power (kwh/year)
1 | 0 | 0 | 0 | 0 | 0 | 0 | 0 | 0 | 0 | 0 | 0 | 0 | 0 | 0 | 0 | 0 | 0 | 0 | 0 | 0 | 0 | 0 | 0 | 0 | 0 | 0 | 0 | 0 | 0 | 0 | 0 | 0 | 0 | 0 | 0 | 0 | 0
2 | 0 | 0 | 0 | 0 | 0 | 0 | 0 | 0 | 0 | 0 | 0 | 0 | 0 | 0 | 0 | 0 | 0 | 0 | 0 | 0 | 0 | 0 | 0 | 0 | 0 | 0 | 0 | 0 | 0 | 0 | 0 | 0 | 0 | 0 | 0 | 0 | 0
3 | 0 | 0 | 0 | 0 | 0 | 0 | 0 | 0 | 0 | 0 | 0 | 0 | 0 | 0 | 0 | 0 | 0 | 0 | 0 | 0 | 0 | 0 | 0 | 0 | 0 | 0 | 0 | 0 | 0 | 0 | 0 | 0 | 0 | 0 | 0 | 0 | 0
4 | 0 | 0 | 0 | 0 | 0 | 0 | 0 | 0 | 0 | 0 | 0 | 0 | 0 | 0 | 0 | 0 | 0 | 0 | 0 | 0 | 0 | 0 | 0 | 0 | 0 | 0 | 0 | 0 | 0 | 0 | 0 | 0 | 0 | 0 | 0 | 0 | 0
5 | 0 | 0 | 0 | 0 | 0 | 0 | 0 | 0 | 0 | 0 | 0 | 0 | 0 | 0 | 0 | 0 | 0 | 0 | 0 | 0 | 0 | 0 | 0 | 0 | 0 | 0 | 0 | 0 | 0 | 0 | 0 | 0 | 0 | 0 | 0 | 0 | 0
6 | 618.1049 | 783.555 | 1057.4183 | 123.5083 | 592.1542 | 465.264 | 1375.7092 | 1059.2961 | 316.4131 | 315.805 | 1401.66 | 6590 | 1100 | 6295.2445 | 1600 | 1315.2178 | 5718.3383 | 375.7 | 147726.4999 | 147092.5137 | 295452.9999 | 39940.8685 | 29395.6625 | 5364.7084 | 89.0382 | 16.2495 | 111.8996 | 20.4217 | 18100.7307 | 6033.5769 | 5836.9378 | 5836.9378 | 972.823 | 972.823 | 1684985.5404 | 323737.6195 | 2008723.1599
7 | 546.0049 | 744.3773 | 952.4441 | 112.9607 | 533.3687 | 419.0754 | 1277.746 | 983.8644 | 293.8816 | 293.4784 | 1290.3822 | 6796.5 | 1100 | 6409.6964 | 1600 | 1308.7147 | 5690.0639 | 375.7 | 135181.1628 | 134530.8257 | 270362.3257 | 36548.9811 | 26600.1403 | 4854.5256 | 79.132 | 14.4416 | 103.0159 | 18.8004 | 16811.7906 | 5603.9302 | 5421.2937 | 5421.2937 | 903.5489 | 903.5489 | 1564998.9281 | 291598.8916 | 1856597.8196
8 | 539.5049 | 707.1584 | 935.616 | 113.178 | 523.9449 | 411.671 | 1231.1033 | 947.9496 | 283.1538 | 282.933 | 1246.6633 | 7003 | 1100 | 6557.4299 | 1600 | 1312.7949 | 5707.8038 | 375.7 | 135460.1225 | 134789.6159 | 270920.245 | 36624.4035 | 26961.1514 | 4920.4101 | 78.399 | 14.3078 | 99.5256 | 18.1634 | 16198.0956 | 5399.3652 | 5223.3956 | 5223.3956 | 870.5659 | 870.5659 | 1507870.4465 | 286446.8008 | 1794317.2474
9 | 532.7049 | 671.8005 | 918.4511 | 113.3378 | 514.3326 | 404.1185 | 1186.1331 | 913.3225 | 272.8106 | 272.4084 | 1204.5054 | 7209.5 | 1100 | 6707.3118 | 1600 | 1316.8107 | 5725.2638 | 375.7 | 135668.9722 | 134979.8654 | 271337.9445 | 36680.8703 | 27289.0667 | 4980.2547 | 77.5793 | 14.1582 | 96.16 | 17.5492 | 15606.405 | 5202.135 | 5032.5933 | 5032.5933 | 838.7655 | 838.7655 | 1452790.3464 | 281191.6338 | 1733981.9802
10 | 525.6049 | 638.2105 | 901.7754 | 113.4333 | 504.9942 | 396.7812 | 1143.2047 | 880.2676 | 262.9371 | 262.7372 | 1163.8154 | 7416 | 1100 | 6858.3935 | 1600 | 1320.8678 | 5742.9035 | 375.7 | 135801.744 | 135093.5798 | 271603.4881 | 36716.7678 | 27609.7709 | 5038.7832 | 76.762 | 14.0091 | 92.9116 | 16.9564 | 15041.5797 | 5013.8599 | 4850.4542 | 4850.4542 | 808.409 | 808.409 | 1400211.1135 | 276086.2336 | 1676297.347
11 | 520.9049 | 606.2999 | 877.3712 | 104.2232 | 491.3279 | 386.0433 | 1097.6278 | 845.1734 | 252.4544 | 252.2431 | 1127.2049 | 6749.2 | 1100 | 6425.0697 | 1600 | 1323.8135 | 5755.711 | 375.7 | 124772.0422 | 124124.8707 | 249544.0843 | 33734.6632 | 25301.688 | 4617.5581 | 75.0892 | 13.7038 | 89.9888 | 16.423 | 14441.9075 | 4813.9692 | 4657.0781 | 4657.0781 | 776.1797 | 776.1797 | 1344388.0088 | 268614.6841 | 1613002.693
12 | 520.9049 | 575.9849 | 859.82 | 95.9143 | 481.4992 | 378.3208 | 1057.4841 | 814.2628 | 243.2214 | 243.0007 | 1096.8899 | 6082.4 | 1100 | 5983.8027 | 1600 | 1327.6626 | 5772.4461 | 375.7 | 114815.4992 | 114229.3831 | 229630.9984 | 31042.709 | 23250.3379 | 4243.1867 | 74.0897 | 13.5214 | 87.5687 | 15.9813 | 13913.7217 | 4637.9072 | 4486.7541 | 4486.7541 | 747.7924 | 747.7924 | 1295219.5318 | 263241.2257 | 1558460.7575
13 | 478.5382 | 547.1857 | 787.3613 | 81.7874 | 440.9223 | 346.439 | 988.108 | 760.8432 | 227.2648 | 227.0357 | 1025.7239 | 5415.6 | 1100 | 5524.061 | 1600 | 1323.1144 | 5752.6714 | 375.7 | 97903.9223 | 97404.8171 | 195807.8446 | 26470.3197 | 19497.1298 | 3558.2262 | 67.3005 | 12.2823 | 81.8872 | 14.9444 | 13000.9132 | 4333.6377 | 4192.401 | 4192.401 | 698.7335 | 698.7335 | 1210246.7691 | 241057.3581 | 1451304.1273
14 | 474.6714 | 519.8264 | 766.4389 | 73.7086 | 429.2058 | 337.2331 | 949.0322 | 730.7548 | 218.2774 | 218.0589 | 994.4979 | 4748.8 | 1100 | 5068.925 | 1600 | 1326.1282 | 5765.7746 | 375.7 | 88201.3348 | 87783.4601 | 176402.6696 | 23847.0276 | 17509.5045 | 3195.4846 | 65.8664 | 12.0206 | 79.3943 | 14.4895 | 12486.7784 | 4162.2595 | 4026.6081 | 4026.6081 | 671.1014 | 671.1014 | 1162386.284 | 234651.8175 | 1397038.1015
15 | 470.8047 | 417.8605 | 723.4298 | 63.5847 | 405.1207 | 318.3091 | 822.9811 | 633.6955 | 189.2857 | 189.0404 | 888.6652 | 4082 | 1100 | 4589.3028 | 1600 | 1346.13 | 5852.7391 | 375.7 | 76069.0877 | 75726.3305 | 152138.1755 | 20566.8274 | 15447.3721 | 2819.1454 | 64.1821 | 11.7132 | 70.9453 | 12.9475 | 10828.2765 | 3609.4255 | 3491.7914 | 3491.7914 | 581.9652 | 581.9652 | 1007997.3933 | 221484.2027 | 1229481.596
16 | 466.938 | 396.9674 | 711.3933 | 61.75 | 398.3802 | 313.0131 | 795.3477 | 612.4177 | 182.93 | 182.7053 | 863.9054 | 3999.5 | 1100 | 4525.9791 | 1600 | 1350.4441 | 5871.496 | 375.7 | 73857.6949 | 73541.3353 | 147715.3897 | 19968.9323 | 15072.2062 | 2750.6776 | 63.4995 | 11.5887 | 68.9687 | 12.5868 | 10464.6924 | 3488.2308 | 3374.5466 | 3374.5466 | 562.4244 | 562.4244 | 974151.5805 | 217799.1217 | 1191950.7022
17 | 463.0712 | 377.1191 | 699.6821 | 59.9586 | 391.822 | 307.8601 | 768.941 | 592.0846 | 176.8564 | 176.6522 | 840.1903 | 3917 | 1100 | 4461.9175 | 1600 | 1354.7802 | 5890.3489 | 375.7 | 71698.5722 | 71407.8377 | 143397.1445 | 19385.1695 | 14700.355 | 2682.8148 | 62.8221 | 11.465 | 67.0754 | 12.2413 | 10117.2498 | 3372.4166 | 3262.5069 | 3262.5069 | 543.7511 | 543.7511 | 941808.3724 | 214213.6257 | 1156021.9981
18 | 459.2045 | 358.2631 | 688.2808 | 58.2089 | 385.4372 | 302.8435 | 743.7003 | 572.6493 | 171.0511 | 170.8674 | 817.4676 | 3834.5 | 1100 | 4397.154 | 1600 | 1359.1348 | 5909.2816 | 375.7 | 69589.9384 | 69324.0546 | 139179.8767 | 18815.0574 | 14331.9254 | 2615.5764 | 62.1497 | 11.3423 | 65.2614 | 11.9102 | 9785.1486 | 3261.7162 | 3155.4143 | 3155.4143 | 525.9024 | 525.9024 | 910893.2742 | 210723.0192 | 1121616.2935
19 | 455.3377 | 340.35 | 677.1745 | 56.4996 | 379.2177 | 297.9568 | 719.5677 | 554.0671 | 165.5006 | 165.3372 | 795.6877 | 3752 | 1100 | 4331.7233 | 1600 | 1363.5039 | 5928.2777 | 375.7 | 67530.0849 | 67288.2759 | 135060.1699 | 18258.1341 | 13967.0095 | 2548.9792 | 61.4821 | 11.2205 | 63.5226 | 11.5929 | 9467.626 | 3155.8753 | 3053.0229 | 3053.0229 | 508.8371 | 508.8371 | 881335.3054 | 207322.7475 | 1088658.0529
20 | 451.471 | 323.3325 | 666.3494 | 54.8292 | 373.1557 | 293.1937 | 696.4881 | 536.2959 | 160.1923 | 160.0493 | 774.8034 | 3669.5 | 1100 | 4265.6595 | 1600 | 1367.8837 | 5947.3206 | 375.7 | 65517.4016 | 65298.8897 | 131034.8031 | 17713.9641 | 13605.703 | 2483.0408 | 60.8192 | 11.0995 | 61.8553 | 11.2886 | 9163.9597 | 3054.6532 | 2955.0996 | 2955.0996 | 492.5166 | 492.5166 | 853067.1958 | 204008.5556 | 1057075.7514
21 | 447.6042 | 307.1658 | 655.7921 | 53.1964 | 367.2436 | 288.5485 | 674.4094 | 519.2953 | 155.1142 | 154.9915 | 754.7701 | 3587 | 1100 | 4198.9954 | 1600 | 1372.2705 | 5966.3935 | 375.7 | 63550.3491 | 63354.3556 | 127100.6983 | 17182.1314 | 13248.0908 | 2417.7766 | 60.1608 | 10.9794 | 60.256 | 10.9967 | 8873.4617 | 2957.8206 | 2861.4228 | 2861.4228 | 476.9038 | 476.9038 | 826024.9241 | 200776.3498 | 1026801.2739
22 | 443.7375 | 293.15 | 645.7705 | 51.6328 | 361.6315 | 284.139 | 654.7815 | 504.1818 | 150.5997 | 150.4003 | 736.8875 | 3504.5 | 1100 | 4131.9709 | 1600 | 1376.1467 | 5983.2465 | 375.7 | 61666.356 | 61492.1922 | 123332.712 | 16672.7555 | 12893.2292 | 2353.0143 | 59.4991 | 10.8586 | 58.8284 | 10.7362 | 8615.2097 | 2871.7366 | 2778.1444 | 2778.1444 | 463.0241 | 463.0241 | 801984.4078 | 197708.1564 | 999692.5643
23 | 439.8707 | 293.15 | 640.1622 | 50.4978 | 358.4908 | 281.6714 | 651.6408 | 501.7635 | 149.8774 | 149.7937 | 733.0207 | 3422 | 1100 | 4071.4473 | 1600 | 1375.0678 | 5978.5557 | 375.7 | 60293.9149 | 60140.4538 | 120587.8297 | 16301.6881 | 12579.0168 | 2295.6706 | 58.912 | 10.7514 | 58.5197 | 10.6798 | 8573.8869 | 2857.9623 | 2764.819 | 2764.819 | 460.8032 | 460.8032 | 798137.6918 | 195991.1223 | 994128.8141
24 | 436.004 | 293.15 | 634.4509 | 49.37 | 355.2925 | 279.1584 | 648.4425 | 499.3007 | 149.1418 | 149.0769 | 729.154 | 3339.5 | 1100 | 4010.6947 | 1600 | 1373.9584 | 5973.7321 | 375.7 | 58930.7227 | 58797.3184 | 117861.4455 | 15933.1213 | 12265.5632 | 2238.4653 | 58.3141 | 10.6423 | 58.211 | 10.6235 | 8531.8051 | 2843.935 | 2751.2489 | 2751.2489 | 458.5415 | 458.5415 | 794220.3292 | 194242.5541 | 988462.8833
25 | 432.1372 | 266.5 | 620.8412 | 47.488 | 347.6711 | 273.1701 | 614.1711 | 472.9117 | 141.2594 | 141.216 | 698.6372 | 3257 | 1100 | 3935.8529 | 1600 | 1383.0409 | 6013.2214 | 375.7 | 56669.8495 | 56555.9714 | 113339.6991 | 15321.8482 | 11894.6331 | 2170.7705 | 57.626 | 10.5167 | 55.7747 | 10.1789 | 8080.883 | 2693.6277 | 2605.8402 | 2605.8402 | 434.3067 | 434.3067 | 752244.2756 | 190075.8356 | 942320.1112
26 | 428.2705 | 266.5 | 615.0474 | 46.2886 | 344.4266 | 270.6209 | 610.9266 | 470.4135 | 140.5131 | 140.4884 | 694.7705 | 3163.8571 | 1100 | 3866.4375 | 1600 | 1381.8887 | 6008.2116 | 375.7 | 55222.5117 | 55127.4513 | 110445.0235 | 14930.5309 | 11561.8691 | 2110.0411 | 57.0194 | 10.406 | 55.466 | 10.1226 | 8038.1935 | 2679.3978 | 2592.0741 | 2592.0741 | 432.0124 | 432.0124 | 748270.3398 | 188302.0152 | 936572.3549
27 | 424.4037 | 266.5 | 609.2713 | 45.1045 | 341.1919 | 268.0794 | 607.6919 | 467.9228 | 139.7691 | 139.7631 | 690.9037 | 3070.7143 | 1100 | 3797.1805 | 1600 | 1380.7277 | 6003.164 | 375.7 | 53793.7174 | 53717.2939 | 107587.4348 | 14544.2273 | 11234.3581 | 2050.2703 | 56.4148 | 10.2957 | 55.1573 | 10.0662 | 7995.6342 | 2665.2114 | 2578.35 | 2578.35 | 429.725 | 429.725 | 744308.5158 | 186533.601 | 930842.1168
28 | 420.537 | 266.5 | 603.5111 | 43.9341 | 337.9662 | 265.5449 | 604.4662 | 465.439 | 139.0272 | 139.0399 | 687.037 | 2977.5714 | 1100 | 3728.0863 | 1600 | 1379.5576 | 5998.0764 | 375.7 | 52383.438 | 52323.4633 | 104766.876 | 14162.9295 | 10912.0414 | 1991.4475 | 55.8118 | 10.1857 | 54.8486 | 10.0099 | 7953.1921 | 2651.064 | 2564.6637 | 2564.6637 | 427.444 | 427.444 | 740357.6093 | 184770.0601 | 925127.6694
29 | 416.6702 | 266.5 | 597.7685 | 42.7792 | 334.7504 | 263.0181 | 601.2504 | 462.9628 | 138.2876 | 138.319 | 683.1702 | 2884.4286 | 1100 | 3659.1601 | 1600 | 1378.3785 | 5992.95 | 375.7 | 50991.7002 | 50947.9943 | 101983.4004 | 13786.6449 | 10594.9353 | 1933.5757 | 55.2106 | 10.0759 | 54.5399 | 9.9535 | 7910.88 | 2636.96 | 2551.0194 | 2551.0194 | 425.1699 | 425.1699 | 736418.7998 | 183011.9187 | 919430.7186
30 | 412.8035 | 266.5 | 592.043 | 41.6391 | 331.5441 | 260.4989 | 598.0441 | 460.4939 | 137.5501 | 137.6003 | 679.3035 | 2791.2857 | 1100 | 3590.4067 | 1600 | 1377.1903 | 5987.784 | 375.7 | 49618.4948 | 49590.2085 | 99236.9897 | 13415.3708 | 10283.0065 | 1876.6487 | 54.6113 | 9.9666 | 54.2312 | 9.8972 | 7868.6936 | 2622.8979 | 2537.4155 | 2537.4155 | 422.9026 | 422.9026 | 732491.6933 | 181259.0012 | 913750.6945
31 | 408.9367 | 266.5 | 586.3345 | 40.5139 | 328.3473 | 257.9872 | 594.8473 | 458.0324 | 136.8149 | 136.8839 | 675.4367 | 2698.1429 | 1100 | 3521.8315 | 1600 | 1375.9929 | 5982.578 | 375.7 | 48263.8228 | 48250.1074 | 96527.6456 | 13049.1076 | 9976.2348 | 1820.6629 | 54.0137 | 9.8575 | 53.9225 | 9.8409 | 7826.633 | 2608.8777 | 2523.8523 | 2523.8523 | 420.642 | 420.642 | 728576.3013 | 179511.3126 | 908087.6139
32 | 405.07 | 266.5 | 580.6436 | 39.404 | 325.1604 | 255.4832 | 591.6604 | 455.5785 | 136.0819 | 136.1696 | 671.57 | 2605 | 1100 | 3453.4397 | 1600 | 1374.7864 | 5977.332 | 375.7 | 46927.69 | 46928.2884 | 93855.3799 | 12687.8569 | 9674.6084 | 1765.616 | 53.418 | 9.7488 | 53.6139 | 9.7845 | 7784.7018 | 2594.9006 | 2510.3307 | 2510.3307 | 418.3885 | 418.3885 | 724672.9575 | 177769.0018 | 902441.9594
33 | 405.1496 | 266.5 | 580.1801 | 39.002 | 324.9009 | 255.2792 | 591.4009 | 455.3787 | 136.0222 | 136.0286 | 671.6496 | 2559.625 | 1100 | 3418.5795 | 1600 | 1374.6875 | 5976.9022 | 375.7 | 46455.6901 | 46449.4526 | 92911.3802 | 12560.2421 | 9568.25 | 1746.2056 | 53.3695 | 9.7399 | 53.6202 | 9.7857 | 7781.2864 | 2593.7621 | 2509.2294 | 2509.2294 | 418.2049 | 418.2049 | 724355.0189 | 177627.0856 | 901982.1045
34 | 405.1496 | 266.5 | 579.8115 | 38.6113 | 324.6944 | 255.1171 | 591.1944 | 455.2197 | 135.9747 | 136.0507 | 671.6496 | 2514.25 | 1100 | 3384.6297 | 1600 | 1374.6088 | 5976.5602 | 375.7 | 45990.3045 | 45984.165 | 91980.6091 | 12434.4157 | 9466.3789 | 1727.6141 | 53.3309 | 9.7329 | 53.6202 | 9.7857 | 7778.5706 | 2592.8569 | 2508.3536 | 2508.3536 | 418.0589 | 418.0589 | 724102.2039 | 177514.2382 | 901616.4421
35 | 405.1496 | 266.5 | 579.3559 | 38.2151 | 324.4393 | 254.9166 | 590.9393 | 455.0233 | 135.916 | 135.9912 | 671.6496 | 2468.875 | 1100 | 3350.2664 | 1600 | 1374.5115 | 5976.1371 | 375.7 | 45518.4408 | 45512.4005 | 91036.8815 | 12306.8377 | 9361.8897 | 1708.5449 | 53.2832 | 9.7242 | 53.6202 | 9.7857 | 7775.2137 | 2591.7379 | 2507.2711 | 2507.2711 | 417.8785 | 417.8785 | 723789.7133 | 177374.7537 | 901164.467
36 | 405.1496 | 266.5 | 578.9008 | 37.8195 | 324.1845 | 254.7164 | 590.6845 | 454.827 | 135.8574 | 135.9317 | 671.6496 | 2423.5 | 1100 | 3315.8957 | 1600 | 1374.4142 | 5975.7141 | 375.7 | 45046.582 | 45041.2134 | 90093.164 | 12179.2611 | 9257.5602 | 1689.5047 | 53.2355 | 9.7155 | 53.6202 | 9.7857 | 7771.8603 | 2590.6201 | 2506.1897 | 2506.1897 | 417.6983 | 417.6983 | 723477.5519 | 177235.4162 | 900712.9682
37 | 405.1496 | 266.5 | 578.4452 | 37.4234 | 323.9293 | 254.5159 | 590.4293 | 454.6306 | 135.7987 | 135.8723 | 671.6496 | 2378.125 | 1100 | 3281.5174 | 1600 | 1374.3168 | 5975.2903 | 375.7 | 44574.7148 | 44569.4405 | 89149.4297 | 12051.6822 | 9153.3722 | 1670.4904 | 53.1878 | 9.7068 | 53.6202 | 9.7857 | 7768.5034 | 2589.5011 | 2505.1072 | 2505.1072 | 417.5179 | 417.5179 | 723165.0517 | 177095.9275 | 900260.9792
38 | 405.1496 | 266.5 | 577.9891 | 37.0268 | 323.6739 | 254.3152 | 590.1739 | 454.4339 | 135.74 | 135.8128 | 671.6496 | 2332.75 | 1100 | 3247.1313 | 1600 | 1374.2191 | 5974.8656 | 375.7 | 44102.8396 | 44097.0972 | 88205.6792 | 11924.1011 | 9049.3262 | 1651.502 | 53.1401 | 9.6981 | 53.6202 | 9.7857 | 7765.1428 | 2588.3809 | 2504.0235 | 2504.0235 | 417.3373 | 417.3373 | 722852.2214 | 176956.2914 | 899808.5128
39 | 405.1496 | 266.5 | 577.5335 | 36.6306 | 323.4188 | 254.1147 | 589.9188 | 454.2374 | 135.6813 | 135.7533 | 671.6496 | 2287.375 | 1100 | 3212.7378 | 1600 | 1374.1214 | 5974.441 | 375.7 | 43630.9695 | 43625.3263 | 87261.9389 | 11796.5214 | 8945.44 | 1632.5428 | 53.0924 | 9.6894 | 53.6202 | 9.7857 | 7761.7858 | 2587.2619 | 2502.941 | 2502.941 | 417.1568 | 417.1568 | 722539.7192 | 176816.8018 | 899356.5209
40 | 405.1496 | 266.5 | 577.0783 | 36.235 | 323.1639 | 253.9145 | 589.6639 | 454.0412 | 135.6227 | 135.6938 | 671.6496 | 2242 | 1100 | 3178.3368 | 1600 | 1374.0238 | 5974.0165 | 375.7 | 43159.104 | 43154.112 | 86318.2081 | 11668.9429 | 8841.7133 | 1613.6127 | 53.0448 | 9.6807 | 53.6202 | 9.7857 | 7758.4322 | 2586.1441 | 2501.8596 | 2501.8596 | 416.9766 | 416.9766 | 722227.5359 | 176677.4546 | 898904.9905
41 | 405.1496 | 266.5 | 577.0783 | 36.235 | 323.1639 | 253.9145 | 589.6639 | 454.0412 | 135.6227 | 135.6938 | 671.6496 | 2242 | 1100 | 3178.3368 | 1600 | 1374.0238 | 5974.0165 | 375.7 | 43159.104 | 43154.112 | 86318.2081 | 11668.9429 | 8841.7133 | 1613.6127 | 53.0448 | 9.6807 | 53.6202 | 9.7857 | 7758.4322 | 2586.1441 | 2501.8596 | 2501.8596 | 416.9766 | 416.9766 | 722227.5359 | 176677.4546 | 898904.9905
42 | 405.1496 | 266.5 | 577.0783 | 36.235 | 323.1639 | 253.9145 | 589.6639 | 454.0412 | 135.6227 | 135.6938 | 671.6496 | 2242 | 1100 | 3178.3368 | 1600 | 1374.0238 | 5974.0165 | 375.7 | 43159.104 | 43154.112 | 86318.2081 | 11668.9429 | 8841.7133 | 1613.6127 | 53.0448 | 9.6807 | 53.6202 | 9.7857 | 7758.4322 | 2586.1441 | 2501.8596 | 2501.8596 | 416.9766 | 416.9766 | 722227.5359 | 176677.4546 | 898904.9905
43 | 405.1496 | 266.5 | 577.0783 | 36.235 | 323.1639 | 253.9145 | 589.6639 | 454.0412 | 135.6227 | 135.6938 | 671.6496 | 2242 | 1100 | 3178.3368 | 1600 | 1374.0238 | 5974.0165 | 375.7 | 43159.104 | 43154.112 | 86318.2081 | 11668.9429 | 8841.7133 | 1613.6127 | 53.0448 | 9.6807 | 53.6202 | 9.7857 | 7758.4322 | 2586.1441 | 2501.8596 | 2501.8596 | 416.9766 | 416.9766 | 722227.5359 | 176677.4546 | 898904.9905
44 | 405.1496 | 266.5 | 577.0783 | 36.235 | 323.1639 | 253.9145 | 589.6639 | 454.0412 | 135.6227 | 135.6938 | 671.6496 | 2242 | 1100 | 3178.3368 | 1600 | 1374.0238 | 5974.0165 | 375.7 | 43159.104 | 43154.112 | 86318.2081 | 11668.9429 | 8841.7133 | 1613.6127 | 53.0448 | 9.6807 | 53.6202 | 9.7857 | 7758.4322 | 2586.1441 | 2501.8596 | 2501.8596 | 416.9766 | 416.9766 | 722227.5359 | 176677.4546 | 898904.9905
45 | 405.1496 | 266.5 | 577.0783 | 36.235 | 323.1639 | 253.9145 | 589.6639 | 454.0412 | 135.6227 | 135.6938 | 671.6496 | 2242 | 1100 | 3178.3368 | 1600 | 1374.0238 | 5974.0165 | 375.7 | 43159.104 | 43154.112 | 86318.2081 | 11668.9429 | 8841.7133 | 1613.6127 | 53.0448 | 9.6807 | 53.6202 | 9.7857 | 7758.4322 | 2586.1441 | 2501.8596 | 2501.8596 | 416.9766 | 416.9766 | 722227.5359 | 176677.4546 | 898904.9905
46 | 405.1496 | 266.5 | 577.0783 | 36.235 | 323.1639 | 253.9145 | 589.6639 | 454.0412 | 135.6227 | 135.6938 | 671.6496 | 2242 | 1100 | 3178.3368 | 1600 | 1374.0238 | 5974.0165 | 375.7 | 43159.104 | 43154.112 | 86318.2081 | 11668.9429 | 8841.7133 | 1613.6127 | 53.0448 | 9.6807 | 53.6202 | 9.7857 | 7758.4322 | 2586.1441 | 2501.8596 | 2501.8596 | 416.9766 | 416.9766 | 722227.5359 | 176677.4546 | 898904.9905
47 | 405.1496 | 266.5 | 577.0783 | 36.235 | 323.1639 | 253.9145 | 589.6639 | 454.0412 | 135.6227 | 135.6938 | 671.6496 | 2242 | 1100 | 3178.3368 | 1600 | 1374.0238 | 5974.0165 | 375.7 | 43159.104 | 43154.112 | 86318.2081 | 11668.9429 | 8841.7133 | 1613.6127 | 53.0448 | 9.6807 | 53.6202 | 9.7857 | 7758.4322 | 2586.1441 | 2501.8596 | 2501.8596 | 416.9766 | 416.9766 | 722227.5359 | 176677.4546 | 898904.9905
48 | 405.1496 | 266.5 | 577.0783 | 36.235 | 323.1639 | 253.9145 | 589.6639 | 454.0412 | 135.6227 | 135.6938 | 671.6496 | 2242 | 1100 | 3178.3368 | 1600 | 1374.0238 | 5974.0165 | 375.7 | 43159.104 | 43154.112 | 86318.2081 | 11668.9429 | 8841.7133 | 1613.6127 | 53.0448 | 9.6807 | 53.6202 | 9.7857 | 7758.4322 | 2586.1441 | 2501.8596 | 2501.8596 | 416.9766 | 416.9766 | 722227.5359 | 176677.4546 | 898904.9905
49 | 405.1496 | 266.5 | 577.0783 | 36.235 | 323.1639 | 253.9145 | 589.6639 | 454.0412 | 135.6227 | 135.6938 | 671.6496 | 2242 | 1100 | 3178.3368 | 1600 | 1374.0238 | 5974.0165 | 375.7 | 43159.104 | 43154.112 | 86318.2081 | 11668.9429 | 8841.7133 | 1613.6127 | 53.0448 | 9.6807 | 53.6202 | 9.7857 | 7758.4322 | 2586.1441 | 2501.8596 | 2501.8596 | 416.9766 | 416.9766 | 722227.5359 | 176677.4546 | 898904.9905
50 | 405.1496 | 266.5 | 577.0783 | 36.235 | 323.1639 | 253.9145 | 589.6639 | 454.0412 | 135.6227 | 135.6938 | 671.6496 | 2242 | 1100 | 3178.3368 | 1600 | 1374.0238 | 5974.0165 | 375.7 | 43159.1038 | 43154.1118 | 86318.2077 | 11668.9429 | 8841.7132 | 1613.6127 | 53.0448 | 9.6807 | 53.6202 | 9.7857 | 7758.4322 | 2586.1441 | 2501.8596 | 2501.8596 | 416.9766 | 416.9766 | 722227.5341 | 176677.4538 | 898904.9879
51 | 405.1496 | 266.5 | 577.0783 | 36.235 | 323.1639 | 253.9145 | 589.6639 | 454.0412 | 135.6227 | 135.6938 | 671.6496 | 2242 | 1100 | 3178.3368 | 1600 | 1374.0238 | 5974.0165 | 375.7 | 43159.104 | 43154.112 | 86318.2081 | 11668.9429 | 8841.7133 | 1613.6127 | 53.0448 | 9.6807 | 53.6202 | 9.7857 | 7758.4322 | 2586.1441 | 2501.8596 | 2501.8596 | 416.9766 | 416.9766 | 722227.5359 | 176677.4546 | 898904.9905
52 | 405.1496 | 266.5 | 577.0783 | 36.235 | 323.1639 | 253.9145 | 589.6639 | 454.0412 | 135.6227 | 135.6938 | 671.6496 | 2242 | 1100 | 3178.3368 | 1600 | 1374.0238 | 5974.0165 | 375.7 | 43159.104 | 43154.112 | 86318.2081 | 11668.9429 | 8841.7133 | 1613.6127 | 53.0448 | 9.6807 | 53.6202 | 9.7857 | 7758.4322 | 2586.1441 | 2501.8596 | 2501.8596 | 416.9766 | 416.9766 | 722227.5359 | 176677.4546 | 898904.9905
53 | 405.1496 | 266.5 | 577.0783 | 36.235 | 323.1639 | 253.9145 | 589.6639 | 454.0412 | 135.6227 | 135.6938 | 671.6496 | 2242 | 1100 | 3178.3368 | 1600 | 1374.0238 | 5974.0165 | 375.7 | 43159.104 | 43154.112 | 86318.2081 | 11668.9429 | 8841.7133 | 1613.6127 | 53.0448 | 9.6807 | 53.6202 | 9.7857 | 7758.4322 | 2586.1441 | 2501.8596 | 2501.8596 | 416.9766 | 416.9766 | 722227.5359 | 176677.4546 | 898904.9905
54 | 405.1496 | 266.5 | 577.0783 | 36.235 | 323.1639 | 253.9145 | 589.6639 | 454.0412 | 135.6227 | 135.6938 | 671.6496 | 2242 | 1100 | 3178.3368 | 1600 | 1374.0238 | 5974.0165 | 375.7 | 43159.104 | 43154.112 | 86318.2081 | 11668.9429 | 8841.7133 | 1613.6127 | 53.0448 | 9.6807 | 53.6202 | 9.7857 | 7758.4322 | 2586.1441 | 2501.8596 | 2501.8596 | 416.9766 | 416.9766 | 722227.5359 | 176677.4546 | 898904.9905
55 | 405.1496 | 266.5 | 577.0783 | 36.235 | 323.1639 | 253.9145 | 589.6639 | 454.0412 | 135.6227 | 135.6938 | 671.6496 | 2242 | 1100 | 3178.3368 | 1600 | 1374.0238 | 5974.0165 | 375.7 | 43159.1038 | 43154.1118 | 86318.2077 | 11668.9429 | 8841.7132 | 1613.6127 | 53.0448 | 9.6807 | 53.6202 | 9.7857 | 7758.4322 | 2586.1441 | 2501.8596 | 2501.8596 | 416.9766 | 416.9766 | 722227.5341 | 176677.4538 | 898904.9879
56 | 405.1496 | 266.5 | 577.0783 | 36.235 | 323.1639 | 253.9145 | 589.6639 | 454.0412 | 135.6227 | 135.6938 | 671.6496 | 2242 | 1100 | 3178.3368 | 1600 | 1374.0238 | 5974.0165 | 375.7 | 43159.104 | 43154.112 | 86318.2081 | 11668.9429 | 8841.7133 | 1613.6127 | 53.0448 | 9.6807 | 53.6202 | 9.7857 | 7758.4322 | 2586.1441 | 2501.8596 | 2501.8596 | 416.9766 | 416.9766 | 722227.5359 | 176677.4546 | 898904.9905
57 | 405.1496 | 266.5 | 577.0783 | 36.235 | 323.1639 | 253.9145 | 589.6639 | 454.0412 | 135.6227 | 135.6938 | 671.6496 | 2242 | 1100 | 3178.3368 | 1600 | 1374.0238 | 5974.0165 | 375.7 | 43159.104 | 43154.112 | 86318.2081 | 11668.9429 | 8841.7133 | 1613.6127 | 53.0448 | 9.6807 | 53.6202 | 9.7857 | 7758.4322 | 2586.1441 | 2501.8596 | 2501.8596 | 416.9766 | 416.9766 | 722227.5359 | 176677.4546 | 898904.9905
58 | 405.1496 | 266.5 | 577.0783 | 36.235 | 323.1639 | 253.9145 | 589.6639 | 454.0412 | 135.6227 | 135.6938 | 671.6496 | 2242 | 1100 | 3178.3368 | 1600 | 1374.0238 | 5974.0165 | 375.7 | 43159.104 | 43154.112 | 86318.2081 | 11668.9429 | 8841.7133 | 1613.6127 | 53.0448 | 9.6807 | 53.6202 | 9.7857 | 7758.4322 | 2586.1441 | 2501.8596 | 2501.8596 | 416.9766 | 416.9766 | 722227.5359 | 176677.4546 | 898904.9905
59 | 405.1496 | 266.5 | 577.0783 | 36.235 | 323.1639 | 253.9145 | 589.6639 | 454.0412 | 135.6227 | 135.6938 | 671.6496 | 2242 | 1100 | 3178.3368 | 1600 | 1374.0238 | 5974.0165 | 375.7 | 43159.104 | 43154.112 | 86318.2081 | 11668.9429 | 8841.7133 | 1613.6127 | 53.0448 | 9.6807 | 53.6202 | 9.7857 | 7758.4322 | 2586.1441 | 2501.8596 | 2501.8596 | 416.9766 | 416.9766 | 722227.5359 | 176677.4546 | 898904.9905
60 | 405.1496 | 266.5 | 577.0783 | 36.235 | 323.1639 | 253.9145 | 589.6639 | 454.0412 | 135.6227 | 135.6938 | 671.6496 | 2242 | 1100 | 3178.3368 | 1600 | 1374.0238 | 5974.0165 | 375.7 | 43159.104 | 43154.112 | 86318.2081 | 11668.9429 | 8841.7133 | 1613.6127 | 53.0448 | 9.6807 | 53.6202 | 9.7857 | 7758.4322 | 2586.1441 | 2501.8596 | 2501.8596 | 416.9766 | 416.9766 | 722227.5359 | 176677.4546 | 898904.9905
61 | 405.1496 | 266.5 | 577.0783 | 36.235 | 323.1639 | 253.9145 | 589.6639 | 454.0412 | 135.6227 | 135.6938 | 671.6496 | 2242 | 1100 | 3178.3368 | 1600 | 1374.0238 | 5974.0165 | 375.7 | 43159.104 | 43154.112 | 86318.2081 | 11668.9429 | 8841.7133 | 1613.6127 | 53.0448 | 9.6807 | 53.6202 | 9.7857 | 7758.4322 | 2586.1441 | 2501.8596 | 2501.8596 | 416.9766 | 416.9766 | 722227.5359 | 176677.4546 | 898904.9905
62 | 405.1496 | 266.5 | 577.0783 | 36.235 | 323.1639 | 253.9145 | 589.6639 | 454.0412 | 135.6227 | 135.6938 | 671.6496 | 2242 | 1100 | 3178.3368 | 1600 | 1374.0238 | 5974.0165 | 375.7 | 43159.104 | 43154.112 | 86318.2081 | 11668.9429 | 8841.7133 | 1613.6127 | 53.0448 | 9.6807 | 53.6202 | 9.7857 | 7758.4322 | 2586.1441 | 2501.8596 | 2501.8596 | 416.9766 | 416.9766 | 722227.5359 | 176677.4546 | 898904.9905
63 | 405.1496 | 266.5 | 577.0783 | 36.235 | 323.1639 | 253.9145 | 589.6639 | 454.0412 | 135.6227 | 135.6938 | 671.6496 | 2242 | 1100 | 3178.3368 | 1600 | 1374.0238 | 5974.0165 | 375.7 | 43159.104 | 43154.112 | 86318.2081 | 11668.9429 | 8841.7133 | 1613.6127 | 53.0448 | 9.6807 | 53.6202 | 9.7857 | 7758.4322 | 2586.1441 | 2501.8596 | 2501.8596 | 416.9766 | 416.9766 | 722227.5359 | 176677.4546 | 898904.9905
64 | 405.1496 | 266.5 | 577.0783 | 36.235 | 323.1639 | 253.9145 | 589.6639 | 454.0412 | 135.6227 | 135.6938 | 671.6496 | 2242 | 1100 | 3178.3368 | 1600 | 1374.0238 | 5974.0165 | 375.7 | 43159.104 | 43154.112 | 86318.2081 | 11668.9429 | 8841.7133 | 1613.6127 | 53.0448 | 9.6807 | 53.6202 | 9.7857 | 7758.4322 | 2586.1441 | 2501.8596 | 2501.8596 | 416.9766 | 416.9766 | 722227.5359 | 176677.4546 | 898904.9905
65 | 405.1496 | 266.5 | 577.0783 | 36.235 | 323.1639 | 253.9145 | 589.6639 | 454.0412 | 135.6227 | 135.6938 | 671.6496 | 2242 | 1100 | 3178.3368 | 1600 | 1374.0238 | 5974.0165 | 375.7 | 43159.1038 | 43154.1118 | 86318.2077 | 11668.9429 | 8841.7132 | 1613.6127 | 53.0448 | 9.6807 | 53.6202 | 9.7857 | 7758.4322 | 2586.1441 | 2501.8596 | 2501.8596 | 416.9766 | 416.9766 | 722227.5341 | 176677.4538 | 898904.9879
66 | 405.1496 | 266.5 | 577.0783 | 36.235 | 323.1639 | 253.9145 | 589.6639 | 454.0412 | 135.6227 | 135.6938 | 671.6496 | 2242 | 1100 | 3178.3368 | 1600 | 1374.0238 | 5974.0165 | 375.7 | 43159.104 | 43154.112 | 86318.2081 | 11668.9429 | 8841.7133 | 1613.6127 | 53.0448 | 9.6807 | 53.6202 | 9.7857 | 7758.4322 | 2586.1441 | 2501.8596 | 2501.8596 | 416.9766 | 416.9766 | 722227.5359 | 176677.4546 | 898904.9905
67 | 405.1496 | 266.5 | 577.0783 | 36.235 | 323.1639 | 253.9145 | 589.6639 | 454.0412 | 135.6227 | 135.6938 | 671.6496 | 2242 | 1100 | 3178.3368 | 1600 | 1374.0238 | 5974.0165 | 375.7 | 43159.104 | 43154.112 | 86318.2081 | 11668.9429 | 8841.7133 | 1613.6127 | 53.0448 | 9.6807 | 53.6202 | 9.7857 | 7758.4322 | 2586.1441 | 2501.8596 | 2501.8596 | 416.9766 | 416.9766 | 722227.5359 | 176677.4546 | 898904.9905
68 | 405.1496 | 266.5 | 577.0783 | 36.235 | 323.1639 | 253.9145 | 589.6639 | 454.0412 | 135.6227 | 135.6938 | 671.6496 | 2242 | 1100 | 3178.3368 | 1600 | 1374.0238 | 5974.0165 | 375.7 | 43159.104 | 43154.112 | 86318.2081 | 11668.9429 | 8841.7133 | 1613.6127 | 53.0448 | 9.6807 | 53.6202 | 9.7857 | 7758.4322 | 2586.1441 | 2501.8596 | 2501.8596 | 416.9766 | 416.9766 | 722227.5359 | 176677.4546 | 898904.9905
69 | 405.1496 | 266.5 | 577.0783 | 36.235 | 323.1639 | 253.9145 | 589.6639 | 454.0412 | 135.6227 | 135.6938 | 671.6496 | 2242 | 1100 | 3178.3368 | 1600 | 1374.0238 | 5974.0165 | 375.7 | 43159.104 | 43154.112 | 86318.2081 | 11668.9429 | 8841.7133 | 1613.6127 | 53.0448 | 9.6807 | 53.6202 | 9.7857 | 7758.4322 | 2586.1441 | 2501.8596 | 2501.8596 | 416.9766 | 416.9766 | 722227.5359 | 176677.4546 | 898904.9905
70 | 405.1496 | 266.5 | 577.0783 | 36.235 | 323.1639 | 253.9145 | 589.6639 | 454.0412 | 135.6227 | 135.6938 | 671.6496 | 2242 | 1100 | 3178.3368 | 1600 | 1374.0238 | 5974.0165 | 375.7 | 43159.104 | 43154.112 | 86318.2081 | 11668.9429 | 8841.7133 | 1613.6127 | 53.0448 | 9.6807 | 53.6202 | 9.7857 | 7758.4322 | 2586.1441 | 2501.8596 | 2501.8596 | 416.9766 | 416.9766 | 722227.5359 | 176677.4546 | 898904.9905
71 | 405.1496 | 266.5 | 577.0783 | 36.235 | 323.1639 | 253.9145 | 589.6639 | 454.0412 | 135.6227 | 135.6938 | 671.6496 | 2242 | 1100 | 3178.3368 | 1600 | 1374.0238 | 5974.0165 | 375.7 | 43159.104 | 43154.112 | 86318.2081 | 11668.9429 | 8841.7133 | 1613.6127 | 53.0448 | 9.6807 | 53.6202 | 9.7857 | 7758.4322 | 2586.1441 | 2501.8596 | 2501.8596 | 416.9766 | 416.9766 | 722227.5359 | 176677.4546 | 898904.9905
72 | 405.1496 | 266.5 | 577.0783 | 36.235 | 323.1639 | 253.9145 | 589.6639 | 454.0412 | 135.6227 | 135.6938 | 671.6496 | 2242 | 1100 | 3178.3368 | 1600 | 1374.0238 | 5974.0165 | 375.7 | 43159.104 | 43154.112 | 86318.2081 | 11668.9429 | 8841.7133 | 1613.6127 | 53.0448 | 9.6807 | 53.6202 | 9.7857 | 7758.4322 | 2586.1441 | 2501.8596 | 2501.8596 | 416.9766 | 416.9766 | 722227.5359 | 176677.4546 | 898904.9905
73 | 405.1496 | 266.5 | 577.0783 | 36.235 | 323.1639 | 253.9145 | 589.6639 | 454.0412 | 135.6227 | 135.6938 | 671.6496 | 2242 | 1100 | 3178.3368 | 1600 | 1374.0238 | 5974.0165 | 375.7 | 43159.1038 | 43154.1118 | 86318.2077 | 11668.9429 | 8841.7132 | 1613.6127 | 53.0448 | 9.6807 | 53.6202 | 9.7857 | 7758.4322 | 2586.1441 | 2501.8596 | 2501.8596 | 416.9766 | 416.9766 | 722227.5341 | 176677.4538 | 898904.9879
74 | 405.1496 | 266.5 | 577.0783 | 36.235 | 323.1639 | 253.9145 | 589.6639 | 454.0412 | 135.6227 | 135.6938 | 671.6496 | 2242 | 1100 | 3178.3368 | 1600 | 1374.0238 | 5974.0165 | 375.7 | 43159.104 | 43154.112 | 86318.2081 | 11668.9429 | 8841.7133 | 1613.6127 | 53.0448 | 9.6807 | 53.6202 | 9.7857 | 7758.4322 | 2586.1441 | 2501.8596 | 2501.8596 | 416.9766 | 416.9766 | 722227.5359 | 176677.4546 | 898904.9905
75 | 405.1496 | 266.5 | 577.0783 | 36.235 | 323.1639 | 253.9145 | 589.6639 | 454.0412 | 135.6227 | 135.6938 | 671.6496 | 2242 | 1100 | 3178.3368 | 1600 | 1374.0238 | 5974.0165 | 375.7 | 43159.104 | 43154.112 | 86318.2081 | 11668.9429 | 8841.7133 | 1613.6127 | 53.0448 | 9.6807 | 53.6202 | 9.7857 | 7758.4322 | 2586.1441 | 2501.8596 | 2501.8596 | 416.9766 | 416.9766 | 722227.5359 | 176677.4546 | 898904.9905
76 | 405.1496 | 266.5 | 577.0783 | 36.235 | 323.1639 | 253.9145 | 589.6639 | 454.0412 | 135.6227 | 135.6938 | 671.6496 | 2242 | 1100 | 3178.3368 | 1600 | 1374.0238 | 5974.0165 | 375.7 | 43159.104 | 43154.112 | 86318.2081 | 11668.9429 | 8841.7133 | 1613.6127 | 53.0448 | 9.6807 | 53.6202 | 9.7857 | 7758.4322 | 2586.1441 | 2501.8596 | 2501.8596 | 416.9766 | 416.9766 | 722227.5359 | 176677.4546 | 898904.9905
77 | 405.1496 | 266.5 | 577.0783 | 36.235 | 323.1639 | 253.9145 | 589.6639 | 454.0412 | 135.6227 | 135.6938 | 671.6496 | 2242 | 1100 | 3178.3368 | 1600 | 1374.0238 | 5974.0165 | 375.7 | 43159.104 | 43154.112 | 86318.2081 | 11668.9429 | 8841.7133 | 1613.6127 | 53.0448 | 9.6807 | 53.6202 | 9.7857 | 7758.4322 | 2586.1441 | 2501.8596 | 2501.8596 | 416.9766 | 416.9766 | 722227.5359 | 176677.4546 | 898904.9905
78 | 405.1496 | 266.5 | 577.0783 | 36.235 | 323.1639 | 253.9145 | 589.6639 | 454.0412 | 135.6227 | 135.6938 | 671.6496 | 2242 | 1100 | 3178.3368 | 1600 | 1374.0238 | 5974.0165 | 375.7 | 43159.104 | 43154.112 | 86318.2081 | 11668.9429 | 8841.7133 | 1613.6127 | 53.0448 | 9.6807 | 53.6202 | 9.7857 | 7758.4322 | 2586.1441 | 2501.8596 | 2501.8596 | 416.9766 | 416.9766 | 722227.5359 | 176677.4546 | 898904.9905
79 | 405.1496 | 266.5 | 577.0783 | 36.235 | 323.1639 | 253.9145 | 589.6639 | 454.0412 | 135.6227 | 135.6938 | 671.6496 | 2242 | 1100 | 3178.3368 | 1600 | 1374.0238 | 5974.0165 | 375.7 | 43159.104 | 43154.112 | 86318.2081 | 11668.9429 | 8841.7133 | 1613.6127 | 53.0448 | 9.6807 | 53.6202 | 9.7857 | 7758.4322 | 2586.1441 | 2501.8596 | 2501.8596 | 416.9766 | 416.9766 | 722227.5359 | 176677.4546 | 898904.9905
80 | 405.1496 | 266.5 | 577.0783 | 36.235 | 323.1639 | 253.9145 | 589.6639 | 454.0412 | 135.6227 | 135.6938 | 671.6496 | 2242 | 1100 | 3178.3368 | 1600 | 1374.0238 | 5974.0165 | 375.7 | 43159.104 | 43154.112 | 86318.2081 | 11668.9429 | 8841.7133 | 1613.6127 | 53.0448 | 9.6807 | 53.6202 | 9.7857 | 7758.4322 | 2586.1441 | 2501.8596 | 2501.8596 | 416.9766 | 416.9766 | 722227.5359 | 176677.4546 | 898904.9905
81 | 405.1496 | 266.5 | 577.0783 | 36.235 | 323.1639 | 253.9145 | 589.6639 | 454.0412 | 135.6227 | 135.6938 | 671.6496 | 2242 | 1100 | 3178.3368 | 1600 | 1374.0238 | 5974.0165 | 375.7 | 43159.104 | 43154.112 | 86318.2081 | 11668.9429 | 8841.7133 | 1613.6127 | 53.0448 | 9.6807 | 53.6202 | 9.7857 | 7758.4322 | 2586.1441 | 2501.8596 | 2501.8596 | 416.9766 | 416.9766 | 722227.5359 | 176677.4546 | 898904.9905
82 | 405.1496 | 266.5 | 577.0783 | 36.235 | 323.1639 | 253.9145 | 589.6639 | 454.0412 | 135.6227 | 135.6938 | 671.6496 | 2242 | 1100 | 3178.3368 | 1600 | 1374.0238 | 5974.0165 | 375.7 | 43159.1038 | 43154.1118 | 86318.2077 | 11668.9429 | 8841.7132 | 1613.6127 | 53.0448 | 9.6807 | 53.6202 | 9.7857 | 7758.4322 | 2586.1441 | 2501.8596 | 2501.8596 | 416.9766 | 416.9766 | 722227.5341 | 176677.4538 | 898904.9879
83 | 405.1496 | 266.5 | 577.0783 | 36.235 | 323.1639 | 253.9145 | 589.6639 | 454.0412 | 135.6227 | 135.6938 | 671.6496 | 2242 | 1100 | 3178.3368 | 1600 | 1374.0238 | 5974.0165 | 375.7 | 43159.104 | 43154.112 | 86318.2081 | 11668.9429 | 8841.7133 | 1613.6127 | 53.0448 | 9.6807 | 53.6202 | 9.7857 | 7758.4322 | 2586.1441 | 2501.8596 | 2501.8596 | 416.9766 | 416.9766 | 722227.5359 | 176677.4546 | 898904.9905
84 | 405.1496 | 266.5 | 577.0783 | 36.235 | 323.1639 | 253.9145 | 589.6639 | 454.0412 | 135.6227 | 135.6938 | 671.6496 | 2242 | 1100 | 3178.3368 | 1600 | 1374.0238 | 5974.0165 | 375.7 | 43159.1038 | 43154.1118 | 86318.2077 | 11668.9429 | 8841.7132 | 1613.6127 | 53.0448 | 9.6807 | 53.6202 | 9.7857 | 7758.4322 | 2586.1441 | 2501.8596 | 2501.8596 | 416.9766 | 416.9766 | 722227.5341 | 176677.4538 | 898904.9879
85 | 405.1496 | 266.5 | 577.0783 | 36.235 | 323.1639 | 253.9145 | 589.6639 | 454.0412 | 135.6227 | 135.6938 | 671.6496 | 2242 | 1100 | 3178.3368 | 1600 | 1374.0238 | 5974.0165 | 375.7 | 43159.104 | 43154.112 | 86318.2081 | 11668.9429 | 8841.7133 | 1613.6127 | 53.0448 | 9.6807 | 53.6202 | 9.7857 | 7758.4322 | 2586.1441 | 2501.8596 | 2501.8596 | 416.9766 | 416.9766 | 722227.5359 | 176677.4546 | 898904.9905
86 | 405.1496 | 266.5 | 577.0783 | 36.235 | 323.1639 | 253.9145 | 589.6639 | 454.0412 | 135.6227 | 135.6938 | 671.6496 | 2242 | 1100 | 3178.3368 | 1600 | 1374.0238 | 5974.0165 | 375.7 | 43159.104 | 43154.112 | 86318.2081 | 11668.9429 | 8841.7133 | 1613.6127 | 53.0448 | 9.6807 | 53.6202 | 9.7857 | 7758.4322 | 2586.1441 | 2501.8596 | 2501.8596 | 416.9766 | 416.9766 | 722227.5359 | 176677.4546 | 898904.9905
87 | 405.1496 | 266.5 | 577.0783 | 36.235 | 323.1639 | 253.9145 | 589.6639 | 454.0412 | 135.6227 | 135.6938 | 671.6496 | 2242 | 1100 | 3178.3368 | 1600 | 1374.0238 | 5974.0165 | 375.7 | 43159.1038 | 43154.1118 | 86318.2077 | 11668.9429 | 8841.7132 | 1613.6127 | 53.0448 | 9.6807 | 53.6202 | 9.7857 | 7758.4322 | 2586.1441 | 2501.8596 | 2501.8596 | 416.9766 | 416.9766 | 722227.5341 | 176677.4538 | 898904.9879
88 | 405.1496 | 266.5 | 577.0783 | 36.235 | 323.1639 | 253.9145 | 589.6639 | 454.0412 | 135.6227 | 135.6938 | 671.6496 | 2242 | 1100 | 3178.3368 | 1600 | 1374.0238 | 5974.0165 | 375.7 | 43159.1038 | 43154.1118 | 86318.2077 | 11668.9429 | 8841.7132 | 1613.6127 | 53.0448 | 9.6807 | 53.6202 | 9.7857 | 7758.4322 | 2586.1441 | 2501.8596 | 2501.8596 | 416.9766 | 416.9766 | 722227.5341 | 176677.4538 | 898904.9879
89 | 405.1496 | 266.5 | 577.0783 | 36.235 | 323.1639 | 253.9145 | 589.6639 | 454.0412 | 135.6227 | 135.6938 | 671.6496 | 2242 | 1100 | 3178.3368 | 1600 | 1374.0238 | 5974.0165 | 375.7 | 43159.104 | 43154.112 | 86318.2081 | 11668.9429 | 8841.7133 | 1613.6127 | 53.0448 | 9.6807 | 53.6202 | 9.7857 | 7758.4322 | 2586.1441 | 2501.8596 | 2501.8596 | 416.9766 | 416.9766 | 722227.5359 | 176677.4546 | 898904.9905
90 | 405.1496 | 266.5 | 577.0783 | 36.235 | 323.1639 | 253.9145 | 589.6639 | 454.0412 | 135.6227 | 135.6938 | 671.6496 | 2242 | 1100 | 3178.3368 | 1600 | 1374.0238 | 5974.0165 | 375.7 | 43159.104 | 43154.112 | 86318.2081 | 11668.9429 | 8841.7133 | 1613.6127 | 53.0448 | 9.6807 | 53.6202 | 9.7857 | 7758.4322 | 2586.1441 | 2501.8596 | 2501.8596 | 416.9766 | 416.9766 | 722227.5359 | 176677.4546 | 898904.9905
91 | 405.1496 | 266.5 | 577.0783 | 36.235 | 323.1639 | 253.9145 | 589.6639 | 454.0412 | 135.6227 | 135.6938 | 671.6496 | 2242 | 1100 | 3178.3368 | 1600 | 1374.0238 | 5974.0165 | 375.7 | 43159.104 | 43154.112 | 86318.2081 | 11668.9429 | 8841.7133 | 1613.6127 | 53.0448 | 9.6807 | 53.6202 | 9.7857 | 7758.4322 | 2586.1441 | 2501.8596 | 2501.8596 | 416.9766 | 416.9766 | 722227.5359 | 176677.4546 | 898904.9905
92 | 405.1496 | 266.5 | 577.0783 | 36.235 | 323.1639 | 253.9145 | 589.6639 | 454.0412 | 135.6227 | 135.6938 | 671.6496 | 2242 | 1100 | 3178.3368 | 1600 | 1374.0238 | 5974.0165 | 375.7 | 43159.104 | 43154.112 | 86318.2081 | 11668.9429 | 8841.7133 | 1613.6127 | 53.0448 | 9.6807 | 53.6202 | 9.7857 | 7758.4322 | 2586.1441 | 2501.8596 | 2501.8596 | 416.9766 | 416.9766 | 722227.5359 | 176677.4546 | 898904.9905
93 | 405.1496 | 266.5 | 577.0783 | 36.235 | 323.1639 | 253.9145 | 589.6639 | 454.0412 | 135.6227 | 135.6938 | 671.6496 | 2242 | 1100 | 3178.3368 | 1600 | 1374.0238 | 5974.0165 | 375.7 | 43159.104 | 43154.112 | 86318.2081 | 11668.9429 | 8841.7133 | 1613.6127 | 53.0448 | 9.6807 | 53.6202 | 9.7857 | 7758.4322 | 2586.1441 | 2501.8596 | 2501.8596 | 416.9766 | 416.9766 | 722227.5359 | 176677.4546 | 898904.9905
94 | 405.1496 | 266.5 | 577.0783 | 36.235 | 323.1639 | 253.9145 | 589.6639 | 454.0412 | 135.6227 | 135.6938 | 671.6496 | 2242 | 1100 | 3178.3368 | 1600 | 1374.0238 | 5974.0165 | 375.7 | 43159.104 | 43154.112 | 86318.2081 | 11668.9429 | 8841.7133 | 1613.6127 | 53.0448 | 9.6807 | 53.6202 | 9.7857 | 7758.4322 | 2586.1441 | 2501.8596 | 2501.8596 | 416.9766 | 416.9766 | 722227.5359 | 176677.4546 | 898904.9905
95 | 405.1496 | 266.5 | 577.0783 | 36.235 | 323.1639 | 253.9145 | 589.6639 | 454.0412 | 135.6227 | 135.6938 | 671.6496 | 2242 | 1100 | 3178.3368 | 1600 | 1374.0238 | 5974.0165 | 375.7 | 43159.104 | 43154.112 | 86318.2081 | 11668.9429 | 8841.7133 | 1613.6127 | 53.0448 | 9.6807 | 53.6202 | 9.7857 | 7758.4322 | 2586.1441 | 2501.8596 | 2501.8596 | 416.9766 | 416.9766 | 722227.5359 | 176677.4546 | 898904.9905
96 | 405.1496 | 266.5 | 577.0783 | 36.235 | 323.1639 | 253.9145 | 589.6639 | 454.0412 | 135.6227 | 135.6938 | 671.6496 | 2242 | 1100 | 3178.3368 | 1600 | 1374.0238 | 5974.0165 | 375.7 | 43159.1038 | 43154.1118 | 86318.2077 | 11668.9429 | 8841.7132 | 1613.6127 | 53.0448 | 9.6807 | 53.6202 | 9.7857 | 7758.4322 | 2586.1441 | 2501.8596 | 2501.8596 | 416.9766 | 416.9766 | 722227.5341 | 176677.4538 | 898904.9879
97 | 405.1496 | 266.5 | 577.0783 | 36.235 | 323.1639 | 253.9145 | 589.6639 | 454.0412 | 135.6227 | 135.6938 | 671.6496 | 2242 | 1100 | 3178.3368 | 1600 | 1374.0238 | 5974.0165 | 375.7 | 43159.104 | 43154.112 | 86318.2081 | 11668.9429 | 8841.7133 | 1613.6127 | 53.0448 | 9.6807 | 53.6202 | 9.7857 | 7758.4322 | 2586.1441 | 2501.8596 | 2501.8596 | 416.9766 | 416.9766 | 722227.5359 | 176677.4546 | 898904.9905
98 | 405.1496 | 266.5 | 577.0783 | 36.235 | 323.1639 | 253.9145 | 589.6639 | 454.0412 | 135.6227 | 135.6938 | 671.6496 | 2242 | 1100 | 3178.3368 | 1600 | 1374.0238 | 5974.0165 | 375.7 | 43159.104 | 43154.112 | 86318.2081 | 11668.9429 | 8841.7133 | 1613.6127 | 53.0448 | 9.6807 | 53.6202 | 9.7857 | 7758.4322 | 2586.1441 | 2501.8596 | 2501.8596 | 416.9766 | 416.9766 | 722227.5359 | 176677.4546 | 898904.9905
99 | 405.1496 | 266.5 | 577.0783 | 36.235 | 323.1639 | 253.9145 | 589.6639 | 454.0412 | 135.6227 | 135.6938 | 671.6496 | 2242 | 1100 | 3178.3368 | 1600 | 1374.0238 | 5974.0165 | 375.7 | 43159.104 | 43154.112 | 86318.2081 | 11668.9429 | 8841.7133 | 1613.6127 | 53.0448 | 9.6807 | 53.6202 | 9.7857 | 7758.4322 | 2586.1441 | 2501.8596 | 2501.8596 | 416.9766 | 416.9766 | 722227.5359 | 176677.4546 | 898904.9905
100 | 405.1496 | 266.5 | 577.0783 | 36.235 | 323.1639 | 253.9145 | 589.6639 | 454.0412 | 135.6227 | 135.6938 | 671.6496 | 2242 | 1100 | 3178.3368 | 1600 | 1374.0238 | 5974.0165 | 375.7 | 43159.104 | 43154.112 | 86318.2081 | 11668.9429 | 8841.7133 | 1613.6127 | 53.0448 | 9.6807 | 53.6202 | 9.7857 | 7758.4322 | 2586.1441 | 2501.8596 | 2501.8596 | 416.9766 | 416.9766 | 722227.5359 | 176677.4546 | 898904.9905
Average | 423.0525 | 309.9885 | 619.5646 | 45.4083 | 346.9562 | 272.6084 | 656.9447 | 505.8474 | 151.0973 | 151.1038 | 733.041 | 2866.2421 | 1100 | 3636.384 | 1600 | 1368.2351 | 5948.8485 | 375.7 | 54169.8056 | 54079.165 | 108339.6112 | 14645.9104 | 11071.6141 | 2020.5696 | 56.2904 | 10.273 | 58.5213 | 10.6801 | 8643.6713 | 2881.2238 | 2787.3224 | 2787.3224 | 464.5537 | 464.5537 | 804633.8852 | 189684.9863 | 994318.8715
Max | 618.1049 | 783.555 | 1057.4183 | 123.5083 | 592.1542 | 465.264 | 1375.7092 | 1059.2961 | 316.4131 | 315.805 | 1401.66 | 7416 | 1100 | 6858.3935 | 1600 | 1383.0409 | 6013.2214 | 375.7 | 147726.4999 | 147092.5137 | 295452.9999 | 39940.8685 | 29395.6625 | 5364.7084 | 89.0382 | 16.2495 | 111.8996 | 20.4217 | 18100.7307 | 6033.5769 | 5836.9378 | 5836.9378 | 972.823 | 972.823 | 1684985.5404 | 323737.6195 | 2008723.1599
Notes:
Max flow used for sizing capital equipment; annual flows used for OPEX
Flow values directly from Table 5a - Alt 1 (Chino), 4-Table 6_App D_Att A PSE 07142016_VR System.xlsx
Values for HDS sludge, lime, etc. directly from Updated Chino Mixing v3 1 0leach_TS_REV07192016 (003).xlsx
Others values were extrapolated and/or calculated
44% | Membrane Bypass |  | Assuming 1600 mg/L SO4 in HDS Effluent, 1100 mg/L SO4 in STS Bypass, 10 mg/L SO4 in Perm
77% | RO Recovery
4.3478 | Brine Concentration Factor

## STS Analytical Costs
Date: |  | 2019-03-12
Project No.: |  | 113-01153
Subject: |  | Analytical Costs
Project Short Title: |  | Chino Mine Closure Closeout Plan
Year | Tailings Location |  |  | Stockpile Location |  |  | Pit Location |  |  | Plant Performance | Number of total Samples | Cost per Sample | Total Cost Estimation | Cost per sample | Total Cost Estimation
| Quarterly | Semiannual | Annual | Quarterly | Semiannual | Annual | Quarterly | Semiannual | Annual | Monthly |  |  |  | Year | Year
0 | 0 | 0 | 0 | 0 | 0 | 0 | 0 | 0 | 0 | 0 | 0 |  | 0 |  | 0
1 | 7 | 0 | 0 | 1 | 0 | 0 | 0 | 0 | 0 | 0 | 32 | 47000 | 1468.75 | 403 | 12896
2 | 7 | 0 | 0 | 1 | 0 | 0 | 0 | 0 | 0 | 0 | 32 |  | 0 | 403 | 12896
3 | 7 | 0 | 0 | 1 | 0 | 0 | 0 | 0 | 0 | 0 | 32 |  | 0 | 403 | 12896
4 | 7 | 0 | 0 | 1 | 0 | 0 | 0 | 0 | 0 | 0 | 32 |  | 0 | 403 | 12896
5 | 7 | 0 | 0 | 1 | 0 | 0 | 0 | 0 | 0 | 0 | 32 | 53000 | 1656.25 | 403 | 12896
6 | 8 | 0 | 0 | 12 | 0 | 0 | 3 | 0 | 0 | 2 | 116 |  | 0 | 403 | 46748
7 | 8 | 0 | 0 | 12 | 0 | 0 | 3 | 0 | 0 | 2 | 116 |  | 0 | 403 | 46748
8 | 8 | 0 | 0 | 12 | 0 | 0 | 3 | 0 | 0 | 2 | 116 |  | 0 | 403 | 46748
9 | 8 | 0 | 0 | 12 | 0 | 0 | 3 | 0 | 0 | 2 | 116 |  | 0 | 403 | 46748
10 | 8 | 0 | 0 | 12 | 0 | 0 | 3 | 0 | 0 | 2 | 116 | 48000 | 413.7931 | 403 | 46748
11 | 8 | 0 | 0 | 10 | 0 | 0 | 3 | 0 | 0 | 2 | 108 |  | 0 | 403 | 43524
12 | 8 | 0 | 0 | 10 | 0 | 0 | 3 | 0 | 0 | 2 | 108 |  | 0 | 403 | 43524
13 | 0 | 8 | 0 | 0 | 10 | 0 | 0 | 3 | 0 | 2 | 66 |  | 0 | 403 | 26598
14 | 0 | 8 | 0 | 0 | 10 | 0 | 0 | 3 | 0 | 2 | 66 |  | 0 | 403 | 26598
15 | 0 | 8 | 0 | 0 | 10 | 0 | 0 | 3 | 0 | 2 | 66 | 31000 | 469.697 | 403 | 26598
16 | 0 | 8 | 0 | 0 | 10 | 0 | 0 | 3 | 0 | 2 | 66 |  | 0 | 403 | 26598
17 | 0 | 8 | 0 | 0 | 10 | 0 | 0 | 3 | 0 | 2 | 66 |  | 0 | 403 | 26598
18 | 0 | 8 | 0 | 0 | 10 | 0 | 0 | 3 | 0 | 2 | 66 |  | 0 | 403 | 26598
19 | 0 | 8 | 0 | 0 | 10 | 0 | 0 | 3 | 0 | 2 | 66 |  | 0 | 403 | 26598
20 | 0 | 8 | 0 | 0 | 10 | 0 | 0 | 3 | 0 | 2 | 66 |  | 0 | 403 | 26598
21 | 0 | 8 | 0 | 0 | 10 | 0 | 0 | 3 | 0 | 2 | 66 |  | 0 | 403 | 26598
22 | 0 | 8 | 0 | 0 | 10 | 0 | 0 | 3 | 0 | 2 | 66 |  | 0 | 403 | 26598
23 | 0 | 8 | 0 | 0 | 10 | 0 | 0 | 3 | 0 | 2 | 66 |  | 0 | 403 | 26598
24 | 0 | 8 | 0 | 0 | 10 | 0 | 0 | 3 | 0 | 2 | 66 |  | 0 | 403 | 26598
25 | 0 | 8 | 0 | 0 | 10 | 0 | 0 | 3 | 0 | 2 | 66 | 18000 | 272.7273 | 403 | 26598
26 | 0 | 8 | 0 | 0 | 10 | 0 | 0 | 3 | 0 | 2 | 66 |  | 0 | 403 | 26598
27 | 0 | 8 | 0 | 0 | 10 | 0 | 0 | 3 | 0 | 2 | 66 |  | 0 | 403 | 26598
28 | 0 | 8 | 0 | 0 | 10 | 0 | 0 | 3 | 0 | 2 | 66 |  | 0 | 403 | 26598
29 | 0 | 8 | 0 | 0 | 10 | 0 | 0 | 3 | 0 | 2 | 66 |  | 0 | 403 | 26598
30 | 0 | 8 | 0 | 0 | 10 | 0 | 0 | 3 | 0 | 2 | 66 |  | 0 | 403 | 26598
31 | 0 | 8 | 0 | 0 | 10 | 0 | 0 | 3 | 0 | 2 | 66 |  | 0 | 403 | 26598
32 | 0 | 8 | 0 | 0 | 10 | 0 | 0 | 3 | 0 | 2 | 66 | 18000 | 272.7273 | 403 | 26598
33 | 0 | 0 | 8 | 0 | 0 | 10 | 0 | 0 | 3 | 2 | 45 |  | 0 | 403 | 18135
34 | 0 | 0 | 8 | 0 | 0 | 10 | 0 | 0 | 3 | 2 | 45 |  | 0 | 403 | 18135
35 | 0 | 0 | 8 | 0 | 0 | 10 | 0 | 0 | 3 | 2 | 45 |  | 0 | 403 | 18135
36 | 0 | 0 | 8 | 0 | 0 | 10 | 0 | 0 | 3 | 2 | 45 |  | 0 | 403 | 18135
37 | 0 | 0 | 8 | 0 | 0 | 10 | 0 | 0 | 3 | 2 | 45 |  | 0 | 403 | 18135
38 | 0 | 0 | 8 | 0 | 0 | 10 | 0 | 0 | 3 | 2 | 45 |  | 0 | 403 | 18135
39 | 0 | 0 | 8 | 0 | 0 | 10 | 0 | 0 | 3 | 2 | 45 |  | 0 | 403 | 18135
40 | 0 | 0 | 8 |  |  | 10 | 0 | 0 | 3 | 2 | 45 | 18000 | 400 | 403 | 18135
41 | 0 | 0 | 8 |  |  | 10 | 0 | 0 | 3 | 2 | 45 |  | 0 | 403 | 18135
42 | 0 | 0 | 8 |  |  | 10 | 0 | 0 | 3 | 2 | 45 |  | 0 | 403 | 18135
43 | 0 | 0 | 8 |  |  | 10 | 0 | 0 | 3 | 2 | 45 |  | 0 | 403 | 18135
44 | 0 | 0 | 8 |  |  | 10 | 0 | 0 | 3 | 2 | 45 |  | 0 | 403 | 18135
45 | 0 | 0 | 8 |  |  | 10 | 0 | 0 | 3 | 2 | 45 |  | 0 | 403 | 18135
46 | 0 | 0 | 8 |  |  | 10 | 0 | 0 | 3 | 2 | 45 |  | 0 | 403 | 18135
47 | 0 | 0 | 8 |  |  | 10 | 0 | 0 | 3 | 2 | 45 |  | 0 | 403 | 18135
48 | 0 | 0 | 8 |  |  | 10 | 0 | 0 | 3 | 2 | 45 |  | 0 | 403 | 18135
49 | 0 | 0 | 8 |  |  | 10 | 0 | 0 | 3 | 2 | 45 |  | 0 | 403 | 18135
50 | 0 | 0 | 8 |  |  | 10 | 0 | 0 | 3 | 2 | 45 |  | 0 | 403 | 18135
51 | 0 | 0 | 8 |  |  | 10 | 0 | 0 | 3 | 2 | 45 |  | 0 | 403 | 18135
52 | 0 | 0 | 8 |  |  | 10 | 0 | 0 | 3 | 2 | 45 |  | 0 | 403 | 18135
53 | 0 | 0 | 8 |  |  | 10 | 0 | 0 | 3 | 2 | 45 |  | 0 | 403 | 18135
54 | 0 | 0 | 8 |  |  | 10 | 0 | 0 | 3 | 2 | 45 |  | 0 | 403 | 18135
55 | 0 | 0 | 8 |  |  | 10 | 0 | 0 | 3 | 2 | 45 |  | 0 | 403 | 18135
56 | 0 | 0 | 8 |  |  | 10 | 0 | 0 | 3 | 2 | 45 |  | 0 | 403 | 18135
57 | 0 | 0 | 8 |  |  | 10 | 0 | 0 | 3 | 2 | 45 |  | 0 | 403 | 18135
58 | 0 | 0 | 8 |  |  | 10 | 0 | 0 | 3 | 2 | 45 |  | 0 | 403 | 18135
59 | 0 | 0 | 8 |  |  | 10 | 0 | 0 | 3 | 2 | 45 |  | 0 | 403 | 18135
60 | 0 | 0 | 8 |  |  | 10 | 0 | 0 | 3 | 2 | 45 |  | 0 | 403 | 18135
61 | 0 | 0 | 8 |  |  | 10 | 0 | 0 | 3 | 2 | 45 |  | 0 | 403 | 18135
62 | 0 | 0 | 8 |  |  | 10 | 0 | 0 | 3 | 2 | 45 |  | 0 | 403 | 18135
63 | 0 | 0 | 8 |  |  | 10 | 0 | 0 | 3 | 2 | 45 |  | 0 | 403 | 18135
64 | 0 | 0 | 8 |  |  | 10 | 0 | 0 | 3 | 2 | 45 |  | 0 | 403 | 18135
65 | 0 | 0 | 8 |  |  | 10 | 0 | 0 | 3 | 2 | 45 |  | 0 | 403 | 18135
66 | 0 | 0 | 8 |  |  | 10 | 0 | 0 | 3 | 2 | 45 |  | 0 | 403 | 18135
67 | 0 | 0 | 8 |  |  | 10 | 0 | 0 | 3 | 2 | 45 |  | 0 | 403 | 18135
68 | 0 | 0 | 8 |  |  | 10 | 0 | 0 | 3 | 2 | 45 |  | 0 | 403 | 18135
69 | 0 | 0 | 8 |  |  | 10 | 0 | 0 | 3 | 2 | 45 |  | 0 | 403 | 18135
70 | 0 | 0 | 8 |  |  | 10 | 0 | 0 | 3 | 2 | 45 |  | 0 | 403 | 18135
71 | 0 | 0 | 8 |  |  | 10 | 0 | 0 | 3 | 2 | 45 |  | 0 | 403 | 18135
72 | 0 | 0 | 8 |  |  | 10 | 0 | 0 | 3 | 2 | 45 |  | 0 | 403 | 18135
73 | 0 | 0 | 8 |  |  | 10 | 0 | 0 | 3 | 2 | 45 |  | 0 | 403 | 18135
74 | 0 | 0 | 8 |  |  | 10 | 0 | 0 | 3 | 2 | 45 |  | 0 | 403 | 18135
75 | 0 | 0 | 8 |  |  | 10 | 0 | 0 | 3 | 2 | 45 |  | 0 | 403 | 18135
76 | 0 | 0 | 8 |  |  | 10 | 0 | 0 | 3 | 2 | 45 |  | 0 | 403 | 18135
77 | 0 | 0 | 8 |  |  | 10 | 0 | 0 | 3 | 2 | 45 |  | 0 | 403 | 18135
78 | 0 | 0 | 8 |  |  | 10 | 0 | 0 | 3 | 2 | 45 |  | 0 | 403 | 18135
79 | 0 | 0 | 8 |  |  | 10 | 0 | 0 | 3 | 2 | 45 |  | 0 | 403 | 18135
80 | 0 | 0 | 8 |  |  | 10 | 0 | 0 | 3 | 2 | 45 |  | 0 | 403 | 18135
81 | 0 | 0 | 8 |  |  | 10 | 0 | 0 | 3 | 2 | 45 |  | 0 | 403 | 18135
82 | 0 | 0 | 8 |  |  | 10 | 0 | 0 | 3 | 2 | 45 |  | 0 | 403 | 18135
83 | 0 | 0 | 8 |  |  | 10 | 0 | 0 | 3 | 2 | 45 |  | 0 | 403 | 18135
84 | 0 | 0 | 8 |  |  | 10 | 0 | 0 | 3 | 2 | 45 |  | 0 | 403 | 18135
85 | 0 | 0 | 8 |  |  | 10 | 0 | 0 | 3 | 2 | 45 |  | 0 | 403 | 18135
86 | 0 | 0 | 8 |  |  | 10 | 0 | 0 | 3 | 2 | 45 |  | 0 | 403 | 18135
87 | 0 | 0 | 8 |  |  | 10 | 0 | 0 | 3 | 2 | 45 |  | 0 | 403 | 18135
88 | 0 | 0 | 8 |  |  | 10 | 0 | 0 | 3 | 2 | 45 |  | 0 | 403 | 18135
89 | 0 | 0 | 8 |  |  | 10 | 0 | 0 | 3 | 2 | 45 |  | 0 | 403 | 18135
90 | 0 | 0 | 8 |  |  | 10 | 0 | 0 | 3 | 2 | 45 |  | 0 | 403 | 18135
91 | 0 | 0 | 8 |  |  | 10 | 0 | 0 | 3 | 2 | 45 |  | 0 | 403 | 18135
92 | 0 | 0 | 8 |  |  | 10 | 0 | 0 | 3 | 2 | 45 |  | 0 | 403 | 18135
93 | 0 | 0 | 8 |  |  | 10 | 0 | 0 | 3 | 2 | 45 |  | 0 | 403 | 18135
94 | 0 | 0 | 8 |  |  | 10 | 0 | 0 | 3 | 2 | 45 |  | 0 | 403 | 18135
95 | 0 | 0 | 8 |  |  | 10 | 0 | 0 | 3 | 2 | 45 |  | 0 | 403 | 18135
96 | 0 | 0 | 8 |  |  | 10 | 0 | 0 | 3 | 2 | 45 |  | 0 | 403 | 18135
97 | 0 | 0 | 8 |  |  | 10 | 0 | 0 | 3 | 2 | 45 |  | 0 | 403 | 18135
98 | 0 | 0 | 8 |  |  | 10 | 0 | 0 | 3 | 2 | 45 |  | 0 | 403 | 18135
99 | 0 | 0 | 8 |  |  | 10 | 0 | 0 | 3 | 2 | 45 |  | 0 | 403 | 18135
100 | 0 | 0 | 8 |  |  | 10 | 0 | 0 | 3 | 2 | 45 | 0 | 0 | 403 | 18135
[14 empty] | TOTAL | 2150408
Notes:
Costs do not include indirect costs
No sampling required for O&M of the short-term ETS or the high TDS and sulfate sources during O&M of the long-term ETS.
Revised sampling strategy - quarterly through year 12 and then semi-annual over the 20 year period where we apply a linear decrease in flows (uncovered to covered drainage rates). Annual thereafter.
West Stockpile reclaimed by April 2029 so we don't have to collect samples from the two collections that are just collecting stormwater runoff after this point.
NPDES surface water sampling locations will be sampled beginning in Year 1 for complaince purposes (1 in NMA and 7 in SMA).

## STS O&M Input
Date: | 2019-03-12
Project No.: | 113-01153
Subject: | STS O&M Cost Inputs
Project Short Title: | Chino Mine Closure Closeout Plan
Reagent Inputs
Lime (CaO) ($/ton) | = | 256 | 2018 Lhoist Street Price
Flocculent ($/lb) | = | 2.86 | 2018 NALCO Water
Hydrochloric Acid - 35% ($/lb) | = | 0.21 | 2018 Univar Mining - HCl (35%) from bulk delivery (tote price $0.335/lb)
MF High pH Cleaning Chemicals ($/lb) | = | 3.38 | 2018 Avista quote - pail price (assume bimonthly cleaning during high flows)
MF Low pH Cleaning Chemicals ($/lb) | = | 3.38 | 2018 Avista quote - pail price (assume bimonthly cleaning during high flows)
RO High pH Cleaning Chemicals ($/lb) | = | 7.37 | 2018 Avista quote - pail price (assume quarterly cleaning during high flows)
RO Low pH Cleaning Chemicals ($/lb) | = | 6.29 | 2018 Avista quote - pail price (assume quarterly cleaning during high flows)
Biocide ($/lb) | = | 8 | 2018 Avista quote - tote price
Antiscalant ($/lb) | = | 2.94 | 2018 Avista quote - tote price
Electricity Input
Electricity ($/kwh) | = | 0.044381 | PNM Method of Calculation (Avg ($/kWh) Years 1 through 6) | https://www.dws.state.nm.us/Portals/0/DM/LaborRelations/Prevailing_Wage_Poster_H_2019_final.pdf
| = | 0.044731 | PNM Method of Calculation (Avg ($/kWh) Years 7 through 100)
Analytical Input
Analytical Cost ($/sample) | = | 403 | 2018 Hall Environmental Analysis Laboratory
Labor Inputs
Operator Base Rate | = | 18.6 | 2019 NM Type "A" Street, Highway, Utility & Light Engineering Prevailing Wages. Operator Group I. https://www.dws.state.nm.us/Portals/0/DM/LaborRelations/Prevailing_Wage_Poster_A_2019_final.pdf
Supervisor Rate | = | 31.1 | 2019 NM Type "A" Street, Highway, Utility & Light Engineering Prevailing Wages. Operator Group X. https://www.dws.state.nm.us/Portals/0/DM/LaborRelations/Prevailing_Wage_Poster_A_2019_final.pdf
Maintenance Technician Rate | = | 19.83 | 2019 NM Type "A" Street, Highway, Utility & Light Engineering Prevailing Wages. Operator Group V. https://www.dws.state.nm.us/Portals/0/DM/LaborRelations/Prevailing_Wage_Poster_A_2019_final.pdf
Operator Fringe Rate | = | 5.94 | 2019 NM Type "A" Street, Highway, Utility & Light Engineering Prevailing Wages. All Operator groups. https://www.dws.state.nm.us/Portals/0/DM/LaborRelations/Prevailing_Wage_Poster_A_2019_final.pdf
Laborer (Group II) | = | 23.84 | 2019 NM Department of Labor Type H (Heavy Engineering) 2019 labor rates. Rates include base hourly wage, fringe benefit, and apprenticeship contribution rates. https://www.dws.state.nm.us/Portals/0/DM/LaborRelations/Prevailing_Wage_Poster_H_2019_final.pdf
Plumber/Pipefitter | = | 45.45 | 2019 NM Department of Labor Type H (Heavy Engineering) 2019 labor rates. Rates include base hourly wage, fringe benefit, and apprenticeship contribution rates. https://www.dws.state.nm.us/Portals/0/DM/LaborRelations/Prevailing_Wage_Poster_H_2019_final.pdf
Electrician (Lineman/Tech Outside) | = | 55.13 | 2019 NM Department of Labor Type H (Heavy Engineering) 2019 labor rates. Rates include base hourly wage, fringe benefit, and apprenticeship contribution rates. https://www.dws.state.nm.us/Portals/0/DM/LaborRelations/Prevailing_Wage_Poster_H_2019_final.pdf
Electrician (Wireman/Tech Inside) |  | 54.054 | 2019 NM Department of Labor Type H (Heavy Engineering) 2019 labor rates. Rates include base hourly wage, fringe benefit, and apprenticeship contribution rates. Includes 26% increase for work outside Zone 1 https://www.dws.state.nm.us/Portals/0/DM/LaborRelations/Prevailing_Wage_Poster_H_2019_final.pdf
Ironworker |  | 48.66 | 2019 NM Department of Labor Type H (Heavy Engineering) 2019 labor rates. Rates include base hourly wage, fringe benefit, apprenticeship contribution rates, and subsistence rate. https://www.dws.state.nm.us/Portals/0/DM/LaborRelations/Prevailing_Wage_Poster_H_2019_final.pdf
Maintenance
Replacement O&M | = | 1% | of Direct Capital Cost
Routine Maintenance | = | 1.5% | of Direct Capital Cost
Per Diem Subsistence, Zone and Incentive | = | 50 | per day for Plumber/Pipefitter, Electrical Lineman/Tech (outside). 2019 NM Department of Labor Type H (Heavy Engineering), 2019 Subsistence, Zone, and Incentive Pay Rates

## STS Design Calcs
Date: | 2019-02-01
Project No.: | 11301153
Subject: | Example Calculations
Project Short Title: | Chino Mine
Flow and Sulfate Inputs
Max Year | = | 6
Membrane Max Flow rate | = | 1400 | gpm
Membrane Avg Flow rate | = | 700 | gpm
HDS Equipment Max Flow rate | = | 1100 | gpm
HDS Equipment Avg Flow rate | = | 620 | gpm
HDS Sulfate Max | = | 6858.3935 | mg/L
HDS Sulfate Avg | = | 3636.384 | mg/L
Sludge Recycle Avg Flow rate | = | 123.5083 | gpm
Sludge Max (50% Solids) | = | 295452.9999 | lb/day
Sludge Avg (50% Solids) | = | 108339.6112 | lb/day
Effluent Neutralization Max (if necessary) | = | 1500 | gpm
Effluent Neutralization Avg Flow rate(if necessary) | = | 800 | gpm
Equipment sizing based on maximum flows, operating costs based on average flows.
Van Riper Study (2002) Inputs
Lime Consumption Factor | = | 0.5249 | mg/L CaO/mg/L SO4 | 5,270 mg/L CaO needed to treat high metals AMD water with sulfate concentration of 10,040 mg/L
Sulfuric Acid Consumption Factor | = | 2.8e-05 | lb/gal | 0.028 pounds per 1,000 gallons (50 mg acid per liter of water treated)
Sludge Factor | = | 2.0916 | mg/L Sludge/mg/L SO4 | 21,000 mg/L Sludge for 10,040 mg/L SO4
Van Riper treatability study results used to detemine lime usage and sludge production according to the factors listed above and the sulfate concentration.
HDS Chemical Precipitation
Reaction Tank
Tank size | = | 1100 | gal | x | 24 | min
Need 4 reaction tanks - to provide minimum of 90 |  | 1 | min
min retention time at max flow and minimum of 120 min | = | 26400 | gal
retention time at avg flow
| = | 26400 | gal | x | 1.1 | Freeboard
|  | 1 | min
| = | 30000 | gal | each tank, total of 4 tanks for approximately 90 min reaction time
| = | 30000 | gal | x | 1 | ft3
[5 empty] | 7.481 | gal
| = | 4010.1591 | ft3
Tank Height | = | 28 | ft
Diameter | = | 4010.1591 | ft3 | x | 4 | 0.5
|  | 28 | ft |  | π
| = | 14 | ft
Mixing Requirement | = | 0.001139 | N-s | x | 4010.1591 | ft3 | x | 1 | m3 | x |  | W | x | 300 |  | 2
|  |  | m2 |  |  |  |  | 35.3 | ft3 |  | 1000 | kW |  | 1 | sec
| = | 12 | kW
Floc Tank
Tank size | = | 1100 | gal | x | 3.5 | min
|  | 1 | min
| = | 3850 | gal
| = | 3850 | gal | x | 1.1 | Freeboard
|  | 1 | min
| = | 5000 | gal
| = | 5000 | gal | x | 1 | ft3
[5 empty] | 7.481 | gal
| = | 668.3598 | ft3
Tank Height | = | 8 | ft
Diameter | = | 668.3598 | ft3 | x | 4 | 0.5
|  | 8 | ft |  | π
| = | 11 | ft
Mixing Requirement | = | 0.001139 | N-s | x | 668.3598 | ft3 | x | 1 | m3 | x |  | W | x | 300 |  | 2
|  |  | m2 |  |  |  |  | 35.3 | ft3 |  | 1000 | kW |  | 1 | sec
| = | 2 | kW
Clarifier
Tank size (based on Clarification) | = | 1100 | gal | x | 1 | ft2
Use conservative loading rate of 0.3 gpm/ft2 |  | 1 | min |  | 0.295 | gpm
considering sludge is primarily calcium sulfate and | = | 3728.8136 | ft2
iron hydroxide and densified.
Diameter (based on Clarification) | = | 3728.8136 | ft2 | x | 4 | 0.5
π
| = | 69 | ft
Depth (based on Clarification) | = | 15 | ft
Overflow
Solids underflow | = | 586232.7221 | lb | x | 1 | kg | x | 1 | day | x | 1 | m3 | x | 264.2 | gal
|  |  | day |  | 2.2 | lb |  | 1440 | min |  | 1190 | kg |  | 1 | m3
| = | 42 | gpm
Solids recycle (max) | = | 3 | Recycles | x | 295452.9999 | lb | x |  |  | x | 1 | gal | x |  |  | x | 1 | day
(assumption) | [5 empty] | d |  | 25% | solids |  | 8.34 | lb |  | 1.19 | SG |  | 1440 | min
| = | 249 | gal/min
Effluent Neutralization System
Effluent Neutralization Tank
Tank size | = | 1500 | gal | x | 18 | min
|  | 1 | min
| = | 27000 | gal
| = | 27000 | gal | x | 1.1 | Freeboard
|  | 1 | min
| = | 30000 | gal
| = | 30000 | gal | x | 1 | ft3
[5 empty] | 7.481 | gal
| = | 4010.1591 | ft3
Tank Height | = | 22 | ft
Diameter | = | 4010.1591 | ft3 | x | 4 | 0.5
|  | 22 | ft |  | π
| = | 16 | ft
Mixing Requirement | = | 0.001139 | N-s | x | 4010.1591 | ft3 | x | 1 | m3 | x |  | W | x | 300 |  | 2
|  |  | m2 |  |  |  |  | 35.3 | ft3 |  | 1000 | kW |  | 1 | sec
| = | 12 | kW
Discharge System
Discharge Tank
Tank size | = | 1500 | gal | x | 30 | min
|  | 1 | min
| = | 45000 | gal
| = | 45000 | gal | x | 1.1 | Freeboard
|  | 1 | min
| = | 50000 | gal
| = | 50000 | gal | x | 1 | ft3
[5 empty] | 7.481 | gal
| = | 6683.5984 | ft3
Tank Height | = | 20 | ft
Diameter | = | 6683.5984 | ft3 | x | 4 | 0.5
|  | 20 | ft |  | π
| = | 21 | ft
Solids Management
Sludge Storage Tank
Sludge Production | = | 21000 | mg Sludge | x | 1 | L
per Hazen Research, Inc., May 3, 2002 |  | 1 | L |  | 10040 | mg SO4
Van Riper Factor (Sulfate x Factor = sludge) | = | 2.0916 | mg/L
Influent Concentration | = | 6858.3935 | mg SO4 | x | 2.0916 | mg/L Sludge
|  | 1 | L |  | 1 | mg/L SO4
| = | 14345.2454 | mg/L
Influent Dry Solids | = | 14345.2454 | mg | x | 851 | gal | x | 3.785 | L | x | 1440 | min | x | 1 | lb
|  | 1 | L |  | 1 | min |  | 1 | gal |  | 1 | d |  | 454000 | mg
| = | 146558.1805 | lb/day
Influent Wet Cake | = | 146558.1805 | lb | x | 1 | Wet Cake
|  | 1 | day |  | 50% | Dry Solids
|  | 293116.3611 | lb/day
Influent Wet Solids | = | 146558.1805 | lb/day | x | 1 | Wet Solids
(Clarifier Underflow) |  | 1 | day |  | 25% | Wet Cake
|  | 586232.7221 | lb/day
Water Content | = | 586232.7221 | lb | - | 293116.3611 | lb
(filtrate from dewatering) |  | 1 | day |  | 1 | day
|  | 293116.3611 | lb/day
| = | 293116.3611 | lb | x | 1 | kg | x | 1 | m3 | x | 1 | day | x | 264.2 | gal
|  | 1 | day |  | 2.2 | lb |  | 1000 | kg |  | 1440 | min |  | 1 | m3
|  | 24.4449 | gpm
Volume of Cake - Max | = | 293116.3611 | lb | x | 1 | ft3 | x | 365 | days
|  | 1 | day |  | 100 | lb |  | 1 | yr
|  | 1069874.7179 | ft3/yr
Filter Press Size - Max | = | 1069874.7179 | ft3 | x | 1 | yr | x | 1 | days | x | 1 | cycle
|  | 1 | yr |  | 365 | days |  | 8 | cycle |  | 2 | filter presses online |  |  | 3 shifts, 2 presses |  |  | 6 | op
|  | 100 | ft3/cycle/filter press
Volume of Cake - Average | = | 108339.6112 | lb | x | 1 | ft3 | x | 365 | days
|  | 1 | day |  | 100 | lb |  | 1 | yr
|  | 395439.581 | ft3/yr
Filter Press Size - Avg | = | 395439.581 | ft3 | x | 1 | yr | x | 1 | days | x | 1 | cycle |  |  | 1 shift 2 presses
|  | 1 | yr |  | 365 | days |  | 8 | cycle |  | 1 | filter presses online
|  | 136 | ft3/cycle/filter press
Sludge storage tank | = | 42 | gal | x | 270 | min | x | 1.1 | Freeboard
|  | 1 | min
| = | 13000 | gal
| = | 13000 | gal | x | 1 | ft3
[5 empty] | 7.481 | gal
| = | 1737.7356 | ft3
Tank Height | = | 16 | ft
Diameter | = | 1737.7356 | ft3 | x | 4 | 0.5
|  | 16 | ft |  | π
| = | 12 | ft
Filtrate Tank
Filtrate | = | 13 | gpm
Tank size | = | 13 | gal | x | 240 | min
|  | 1 | min
| = | 4000 | gal
| = | 4000 | gal | x | 1 | ft3
[5 empty] | 7.481 | gal
| = | 534.6879 | ft3
Tank Height | = | 10 | ft
Diameter | = | 534.6879 | ft3 | x | 4 | 0.5
|  | 10 | ft |  | π
| = | 9 | ft
Chemical Addition Systems
Lime Chemical Addition System
Lime Consumption | = | 5270 | mg CaO | x | 1 | L
per Hazen Research, Inc., May 3, 2002 |  | 1 | L |  | 10040 | mg SO4
| = | 0.5249 | mg/L CaO / mg/L SO4
Lime, CaO | = | 6858.3935 | mg SO4 | x | 0.5249 | mg/L CaO
|  | 1 | L |  | 1 | mg/L SO4
| = | 3599.9735 | mg/L CaO
Lime Consumption | = | 3599.9735 | mg CaO | x | 3.785 | L | x | 1 | lb | x | 851 | gal | x | 1440 | min
|  | 1 | L |  | 1 | gal |  | 454000 | mg |  | 1 | min |  | 1 | day
| = | 36779.1244 | lb CaO/day
Volume, 10% Ca(OH)2 slurry | = | 36779.1244 | lb | x | 1 | kg | x | 1 | L | x | 1 | day | x | 1 | Concentration | x | 1 |  | x | 1 | gal | x | 75 | mg CaOH2
From FMI's Calcs |  | 1 | day |  | 2.2 | lb |  | 1 | kg |  | 1440 | min |  | 10% | Factor |  | 1.07 | SG |  | 3.785 | L |  | 56 | mg CaO
| = | 39 | gpm
Lime Consumption, as CaO | = | 36780 | lb CaO | x | 1 | day | x | 1 | min
|  | 1 | day |  | 1440 | min |  | 1100 | gal
| = | 0.02322 | lb CaO/gal
Chemical Usage, as CaO | = | 36780 | lbs CaO | x | 365 | day | x | 1 | ton
|  | 1 | day |  | 1 | yr |  | 2000 | lbs
| = | 6713 | ton CaO/yr
Densification Tank (lime slurry + recycled sludge) | = | 288 | gpm
Tank size | = | 288 | gal | x | 5 | min
|  | 1 | min
| = | 1500 | gal
| = | 1500 | gal | x | 1 | ft3
[5 empty] | 7.481 | gal
| = | 200.508 | ft3
Tank Height | = | 6 | ft
Diameter | = | 200.508 | ft3 | x | 4 | 0.5
|  | 6 | ft |  | π
| = | 7 | ft
Flocculent Chemical Addition System
Mass | = | 10 | mg | x | 3.785 | L | x | 1100 | gal | x | 1 | lb
Estimated from experience |  | 1 | L |  | 1 | gal |  |  | min |  | 453600 | mg
(typically moderately anionic polymer) | = | 0.091788 | lb/min
Usage | = | 0.091788 | lb | x |  |  | x | 1440 | min | x | 365 | d
|  | 1 | min |  | 1100 | gpm |  | 1 | d |  | 1 | yr
| = | 43.8579 | lb/yr-gpm
Volume | = | 0.091788 | lb | x | 1 | kg | x | 1 | L | x | 60 | min | x | 1 | Concentration | x | 1 |  | x | 1 | gal
|  | 1 | min |  | 2.2 | lb |  | 1 | kg |  | 1 | hr |  | 100% | Factor |  | 1 | SG |  | 3.785 | L
| = | 0.67 | gph
HCl Acid Chemical Addition
NOTE: 2018 UPDATE INCLUDES USING HCL INSTEAD OF SULFURIC - THE FOLLOWING CONVERSION FACTOR IS INCORPORATED INTO THE SUMMARY SHEET TO CONVERT 93% SULFURIC USAGE TO 35% HCL USAGE
| = | 1 | lb 93% H2SO4 | x | 93 | lb H2SO4 | x | 1 | mol H2SO4 | x | 2 | mols H+ | x | 1 | mol HCl | x | 36.46 | lb HCl | x | 100 | lb 35%
|  | 1 | gal |  | 100 | lb 93% |  | 98 | lb H2SO4 |  | 1 | mol H2SO4 |  | 1 | mol H+ |  | 1 | mol HCl |  | 35 | lb HCl
factor lb SO4(93%)/gal to lb HCl (35%)/gal |  | 1.9771 | lb 35%HCL/gal
HCl (35%) Acid Consumption | = | 0.028 | lbs H2SO4 (93%) | x | 1.98 | lbs HCl (35%)
Used Van Riper Consulting, 2002 for H2SO4 |  | 1000 | gal |  | 1 | lbs H2SO4 (93%)
then converted to 35% HCl | = | 5.544e-05 | lbs/gal
Mass | = | 5.544e-05 | lbs | x | 453600 | mg | x | 1 | gal
|  | 1 | gal |  | 1 | lb |  | 3.785 | L
| = | 6.65 | mg/L
Usage | = | 6.65 | mg | x | 1500 | gal | x | 3.785 | L | x | 1 | lb
|  | 1 | L |  | 1 | min |  | 1 | gal |  | 453600 | mg
| = | 0.083235 | lb/min
Volume | = | 0.083235 | lb | x | 1 | kg | x | 1 | L | x | 60 | min | x | 1 | Concentration | x | 1 |  | x | 1 | gal
|  | 1 | min |  | 2.2 | lb |  | 1 | kg |  | 1 | hr |  | 35% | Factor |  | 1.18 | SG |  | 3.785 | L
| = | 1.46 | gph
Chemical Usage | = | 5.544e-05 | lbs | x | 1500 | gal | x | 1440 | min | x | 365 | day
|  | 1 | gal |  | 1 | min |  | 1 | day |  | 1 | yr
| = | 43708.896 | lbs/yr
MF Cleaning Chemicals
High pH Cleaner Mass | = | 2 | cleanings | x | 12 | month | x | 5.5 | pail | x | 45 | lb
Estimated from experience |  | 1 | month |  | 1 | yr |  |  | cleaning |  |  | pail
and advice from Avista | = | 5940 | lb/yr
High pH Cleaner Usage Rate | = | 5940 | lb MF Cleaning Chem | x
|  | 1 | year |  | 1400 | gpm
| = | 4.2429 | lb/yr-gpm
Low pH Cleaner Mass | = | 2 | cleanings | x | 12 | month | x | 5.5 | pail | x | 45 | lb
Estimated from experience |  | 1 | month |  | 1 | yr |  |  | cleaning |  |  | pail
and advice from Avista | = | 5940 | lb/yr
Low pH Cleaner Usage Rate | = | 5940 | lb MF Cleaning Chem | x
|  | 1 | year |  | 1400 | gpm
| = | 4.2429 | lb/yr-gpm
RO Cleaning Chemicals
High pH Cleaner Mass | = | 1 | cleanings | x | 12 | month | x | 5.5 | pail | x | 45 | lb
Estimated from experience |  | 3 | month |  | 1 | yr |  |  | cleaning |  |  | pail
and avista advice | = | 990 | lb/yr
High pH Cleaner Usage Rate | = | 990 | lb MF Cleaning Chem | x
|  | 1 | year |  | 1400 | gpm
| = | 0.70714 | lb/yr-gpm
Low pH Cleaner Mass | = | 1 | cleanings | x | 12 | month | x | 5.5 | pail | x | 45 | lb
Estimated from experience |  | 3 | month |  | 1 | yr |  |  | cleaning |  |  | pail
| = | 990 | lb/yr
Low pH Cleaner Usage Rate | = | 990 | lb MF Cleaning Chem | x
|  | 1 | year |  | 1400 | gpm
| = | 0.70714 | lb/yr-gpm
Antiscalant
Mass | = | 3 | mg | x | 3.785 | L | x | 1400 | gal | x | 1 | lb | x | 1440 | min | x | 365 | d
Estimated from experience |  | 1 | L |  | 1 | gal |  |  | min |  | 453600 | mg |  |  | d |  | 1 | yr
| = | 18420.3333 | lb/yr
Usage | = | 18420.3333 | lb MF Cleaning Chem | x
|  | 1 | year |  | 1400 | gpm
| = | 13.1574 | lb/yr-gpm
Biocide
Mass | = | 1 | mg | x | 3.785 | L | x | 1400 | gal | x | 1 | lb | x | 1440 | min | x | 365 | d
Estimated from experience |  | 1 | L |  | 1 | gal |  |  | min |  | 453600 | mg |  |  | d |  | 1 | yr
| = | 6140.1111 | lb/yr
Usage | = | 6140.1111 | lb | x
|  | 1 | yr |  | 1400 | gpm
| = | 4.3858 | lb/yr-gpm
Process Water (Does not include slaking water)
Water required | = | Polymer make-down |  | + | Lime make-down
| = | 0.67 | gal | + | 39 | gal
|  |  | min |  |  | min
Water required | = | 39.67 | gpm
Tank size | = | 39.67 | gal | x | 75 | min
|  | 1 | min
| = | 3000 | gal
| = | 3000 | gal | x | 1 | ft3
[5 empty] | 7.481 | gal
| = | 401.0159 | ft3
Tank Height | = | 15 | ft
Diameter | = | 401.0159 | ft3 | x | 4 | 0.5
|  | 15 | ft |  | π
| = | 6 | ft
Power Consumption
Membrane System | = | 262.5 | hp | x | 0.7457 | kw | x | 24 | hr | x | 365 | day
Plus 5% for building load |  |  |  |  | 1 | hp |  | 1 | day |  | 1 | year
| = | 1714737.15 | kw-hr/year
| = | 1714737.15 | kw-hr | x
|  |  | year |  | 1400 | gpm
|  | 1224.8122 | kw-hr/gpm-yr
HDS System | = | 51.555 | hp | x | 0.7457 | kw | x | 24 | hr | x | 365 | day
Plus 5% for building load |  |  |  |  | 1 | hp |  | 1 | day |  | 1 | year
| = | 336774.3763 | kw-hr/year
| = | 336774.3763 | kw-hr | x
|  |  | year |  | 1100 | gpm
|  | 306.1585 | kw-hr/gpm-yr
Note on C149: Hendricks, Bridgette: The sulfate into the HDS system will be predominantly from the NMA source but also from the brine reycle. The brine recycle sulfate will be 4 to 5 times the RO feed sulfate which will be somewhere between the HDS effluent value projected to be 1,600 mg/L and 1,100 mg/L for the SMA water - assume the average of 1,350 mg/L. So the brine recycle will be in the range of 5,400 to 6,750 mg/L depending on the RO recovery. For the purposes of simplfying assumptions the max sulfate value is used for this calculation.
Note on F153: Hendricks, Bridgette: Note that the sizing of the HDS equipment takes into account the flow from the NMA raw water, the sludge recycle, and the brine recycle, however, the sulfate load is not attributed to the sludge recycle.

## STS Labor
Date: | 2019-03-12
Project No.: | 113-01153
Subject: | Labor Cost Estimate - STS and SDF Operations
Project Short Title: | Chino Mine Closure Closeout Plan
Max Solids | Max Solids - All 3 shifts1 | Max Solids - All 3 shifts1 | Avg Solids | Max Solids - All 3 shifts1 | Max Solids - All 3 shifts1
Day shift - 1 supervisor, 2 maintenance - 40 hrs a week (also used for ETS, SDF, Salt Disposal Facility) Per shift - 2 filter press, 1 lime silo, 1 membrane, 1 HDS, 1 pumps/pipelines (conveyance and discharge) and ETS 2 shifts each 12 hr days, 7 days week, Covered by 4 crews so that each crew works 40 hr/wk plus average of 4 hrs scheduled overtime |  |  | Day shift - 1 supervisor, 1 maintenance - 40 hrs a week (also used for ETS, SDF, Salt Disposal Facility) One shift - 2 filter press, 1/2 HDS, 1/2 Membrane, 1 lime silo, 1 pumps/pipelines (conveyance and discharge) and ETS 1 shift 12 hr days, 7 days week
Operators | 12 |  | Operators | 5
Operator Rate2 | 18.6 | /hr | Operator Rate | 18.6 | /hr
Operator Hours (7 day/wk) | 2080 | hr/op | Operator Hours | 2080 | hr/op
Operator Total Cost | 464256 |  | Operator Total Cost | 193440
Supervisors | 1 |  | Supervisors | 1
Supervisor Rate3 | 31.1 | /hr | Supervisor Rate | 31.1 | /hr
Supervisor Hours (5 day/wk) | 2080 | hr/op | Supervisor Hours | 2080 | hr/op
Supervisor Total Cost | 64688 |  | Operator Total Cost | 64688
Maintenance Techs | 2 |  | Maintenance Techs | 1
Maintenance Tech Rates4 | 19.83 | /hr | Maintenance Tech Rates | 19.83 | /hr
Maintenance Tech Hours (5 day/wk) | 2080 | hr/op | Maintenance Tech Hours | 2080 | hr/op
Maintenance Tech Total Cost | 82492.8 |  | Maintenance Tech Total Cost | 41246.4
Sub-Total Labor Cost | 611436.8 |  | Sub-Total Labor Cost | 299374.4
Overtime for supervisor5 | 10% |  | Overtime for supervisor5 | 10%
Overtime hours for supervisor | 208 |  | Overtime hours for supervisor | 208
Supervisor Overtime Total Cost | 9703.2 |  | Supervisor Overtime Total Cost | 9703.2
Overtime for maintenance5 | 10% |  | Overtime for maintenance5 | 10%
Overtime hours for maintenance | 416 |  | Overtime hours for maintenance | 208
Maintenance Overtime Total Cost | 12373.92 |  | Maintenance Overtime Total Cost | 6186.96
Overtime for operators5 | 15% |  | Overtime for operators5 | 15%
Overtime hours for operators5 | 3744 |  | Overtime hours for operators5 | 1560
Operator Overtime Total Cost | 104457.6 |  | Operator Overtime Total Cost | 43524
Overtime Cost | 126534.72 |  | Overtime Cost | 59414.16
Benefits fringe rate per hour6 | 5.94 | /hr | Benefits fringe rate per hour6 | 5.94 | /hr
Number of employees | 15 | ops | Number of employees | 7 | ops
Hours per year | 2080 | hrs/op | Hours per year | 2080 | hrs/op
Benefits Cost | 185328 |  | Benefits Cost | 86486.4
Benefits Cost | 185328 |  | Benefits Cost | 86486.4
Total Labor Cost | 923299.52 |  | Total Labor Cost | 445274.96
Sludge (lb/day)7 | 295452.9999 |  | Sludge (lb/day)7 | 108339.6112
Labor Cost/lb sludge ($/d) | 3.125 |  | Labor Cost/lb sludge ($/d) | 4.11
Notes:
1 Operator numbers are estimated from Golder's experience with operating similar plants.
2 2019 NM Type "A" Street, Highway, Utility & Light Engineering Prevailing Wages. Operator Group I. https://www.dws.state.nm.us/Portals/0/DM/LaborRelations/Prevailing_Wage_Poster_A_2019_final.pdf
3 2019 NM Type "A" Street, Highway, Utility & Light Engineering Prevailing Wages. Operator Group X. https://www.dws.state.nm.us/Portals/0/DM/LaborRelations/Prevailing_Wage_Poster_A_2019_final.pdf
4 2019 NM Type "A" Street, Highway, Utility & Light Engineering Prevailing Wages. Operator Group V. https://www.dws.state.nm.us/Portals/0/DM/LaborRelations/Prevailing_Wage_Poster_A_2019_final.pdf
5Overtime for supervisor/maintenance is for call-outs when off-shift (nights and weekends). Overtime for operators includes average of 4 hours per week scheduled overtime (10%) plus an additional 5% for unexpected projects, covering sick time, holiday work, etc) for max solids. Scheduled overtime for average solids operating periods is 2 hours scheduled per week, however, with the plant operating unattended there may be more call-outs so overtime is left at 15%.
6 2019 NM Type "A" Street, Highway, Utility & Light Engineering Prevailing Wages. All Operator groups. https://www.dws.state.nm.us/Portals/0/DM/LaborRelations/Prevailing_Wage_Poster_A_2019_final.pdf
7 If sludge is max solids then need full crew, otherwise assume crew size is less and listed as Average Solids
Costs do not include indirect costs
7